## 1
1 | Building Summary Supermarket pre-1980 construction
UWG |  |  | Value | Value | Value
areaFloor |  | Total Floor Area (m2) | 4181 | 4181 | 4181
nFloor |  | Number of Floors | 1 | 1 | 1
glazing |  | Total Glazing | 0.109 | 0.109 | 0.109
hCeiling |  | Floor to Ceiling Height (m) | 6.1 | 6.1 | 6.1
areaWall |  | Gross Dimensions - Total Area (m2) | 1609.58 | 1609.58 | 1609.58
ver2hor |  | Wall to Skin Ratio | 0.28 | 0.28 | 0.28
areaRoof |  | Gross Dimensions - Total Area (m2) | 4181 | 4181 | 4181
areaWindow |  | Window Total | 174.7 | 174.7 | 174.7

## 2
2 |  | Zone Summary
BLD | UWG | Zone Name | Conditioned (Y/N) | Multiplier | Area (m2) | Volume (m3) | Floor-to-Ceiling Height (m) | Gross Wall Area (m2) | Window Glass Area (m2) | People (m2/per) | People | Lights (W/m2) | Elec Plug and Process (W/m2) | Gas Plug and Process (W/m2) | SWH (L/h) | Ventilation (L/s/Person) | Ventilation (L/s/m2) | Ventilation Total (L/s) | Exhaust (L/s) | Infiltration (ACH)
BLD15PRE | Total | Total Conditioned Zones |  |  | 4180.79 | 25492.85 |  | 1609.5815 | 174.7002 |  | 325.9056 | 27.0827 | 10.8648 | 2.7919 | 37.854 | 10 | 1.368 | 5719.3207 | 1769.8013 | 0.92703
BLD15PST | Total | Total Conditioned Zones |  |  | 4180.79 | 25492.85 |  | 1609.5815 | 174.7002 |  | 325.9056 | 27.0827 | 10.8648 | 2.7919 | 37.854 | 10 | 1.368 | 5719.3207 | 1769.8013 | 0.92703
BLD15NEW | Total | Total Conditioned Zones |  |  | 4180.79 | 25492.85 |  | 1609.5815 | 174.7002 |  | 325.9056 | 16.7204 | 10.8648 | 2.7919 | 37.854 | 10 | 1.368 | 5719.3207 | 1769.8013 | 0.24721

## 3
3 |  | Location Summary
Building | UWG |  |  | Miami | Houston | Phoenix | Atlanta | Los Angeles | Las Vegas | San Francisco | Baltimore | Albuquerque | Seattle | Chicago | Boulder | Minneapolis | Helena | Duluth | Fairbanks
BLD15PRE | Zone |  | ASHRAE 90.1-2004 Climate Zone | 1A | 2A | 2B | 3A | 3B-CA | 3B | 3C | 4A | 4B | 4C | 5A | 5B | 6A | 6B | 7 | 8
BLD15PRE | TypeWall |  | Construction Type | MassWall | MassWall | MassWall | MassWall | MassWall | MassWall | MassWall | MassWall | MassWall | MassWall | MassWall | MassWall | MassWall | MassWall | MassWall | MassWall
BLD15PRE | RvalWall |  | R-value (m2·K / W) | 0.7657 | 0.7657 | 0.7657 | 0.78247 | 0.7657 | 0.7657 | 0.78616 | 0.98912 | 0.95694 | 1.006 | 1.1287 | 1.0941 | 1.2151 | 1.2151 | 1.2953 | 1.4085
BLD15PRE | TypeRoof |  | Construction Type | IEAD | IEAD | IEAD | IEAD | IEAD | IEAD | IEAD | IEAD | IEAD | IEAD | IEAD | IEAD | IEAD | IEAD | IEAD | IEAD
BLD15PRE | RvalRoof |  | R-value (m2·K / W) | 1.7575 | 1.7575 | 1.7575 | 1.7575 | 1.7575 | 1.7575 | 1.7575 | 2.045 | 1.9763 | 2.0704 | 2.5 | 2.3697 | 2.9851 | 2.9851 | 2.9326 | 2.9851
BLD15PRE | Uwindow |  | U-Factor (W / m2·K) | 5.835 | 5.835 | 5.835 | 5.835 | 5.835 | 5.835 | 5.835 | 5.835 | 5.835 | 5.835 | 3.525 | 3.525 | 3.525 | 3.525 | 3.525 | 3.525
BLD15PRE | SHGC |  | SHGC | 0.54 | 0.54 | 0.54 | 0.54 | 0.54 | 0.54 | 0.54 | 0.54 | 0.54 | 0.54 | 0.407 | 0.407 | 0.407 | 0.407 | 0.407 | 0.407
BLD15PRE | HVAC |  | Air Conditioning (kW) | 423.85 | 610.8722 | 549.938 | 687.6976 | 433.1254 | 610.9174 | 385.3475 | 719.1062 | 667.048 | 504.7306 | 836.6742 | 734.359 | 910.7426 | 675.2748 | 925.9245 | 832.9085
BLD15PRE | HEAT |  | Heating (kW) | 530.0123 | 800.4664 | 681.6951 | 898.007 | 573.8323 | 765.7524 | 639.8173 | 974.6194 | 837.0809 | 802.565 | 1160.9291 | 994.0903 | 1271.8272 | 1208.5766 | 1329.7037 | 1789.1447
BLD15PRE | COP |  | Air Conditioning (COP) | 3.2815 | 3.209 | 3.2079 | 3.2058 | 3.2916 | 3.2029 | 3.3109 | 3.1999 | 3.1983 | 3.2225 | 3.1976 | 3.1919 | 3.1972 | 3.2002 | 3.1948 | 3.1998
BLD15PRE | EffHeat |  | Heating Efficiency (%) | 0.78 | 0.78 | 0.78 | 0.78 | 0.78 | 0.78 | 0.78 | 0.78 | 0.78 | 0.78 | 0.78 | 0.78 | 0.78 | 0.78 | 0.78 | 0.78
BLD15PRE | Fan |  | Fan Max Flow Rate (m3/s ) | 19.33 | 26.76 | 24.85 | 30.24 | 20.98 | 28.11 | 22.62 | 31.18 | 33.21 | 26.96 | 36.17 | 37.86 | 39.23 | 42.1 | 41.71 | 52.09
BLD15PST | TypeWall |  | Construction Type | MassWall | MassWall | MassWall | MassWall | MassWall | MassWall | MassWall | MassWall | MassWall | MassWall | MassWall | MassWall | MassWall | MassWall | MassWall | MassWall
BLD15PST | RvalWall |  | R-value (m2·K / W) | 0.4207 | 0.51787 | 0.42955 | 0.60716 | 0.4207 | 0.60716 | 0.4207 | 1.4684 | 0.92678 | 1.7606 | 1.7606 | 1.2579 | 2.4814 | 2.2272 | 2.8902 | 3.7453
BLD15PST | TypeRoof |  | Construction Type | IEAD | IEAD | IEAD | IEAD | IEAD | IEAD | IEAD | IEAD | IEAD | IEAD | IEAD | IEAD | IEAD | IEAD | IEAD | IEAD
BLD15PST | RvalRoof |  | R-value (m2·K / W) | 2.3753 | 2.6667 | 3.8314 | 2.445 | 1.7575 | 3.663 | 1.996 | 3.0303 | 2.9851 | 2.7473 | 3.3784 | 3.5088 | 3.9683 | 3.6496 | 4.4053 | 5.7471
BLD15PST | Uwindow |  | U-Factor (W / m2·K) | 5.835 | 5.835 | 5.835 | 4.092 | 5.835 | 5.835 | 4.092 | 3.354 | 4.092 | 4.092 | 3.354 | 3.354 | 2.956 | 2.956 | 2.956 | 2.956
BLD15PST | SHGC |  | SHGC | 0.251 | 0.251 | 0.251 | 0.255 | 0.44 | 0.251 | 0.392 | 0.355 | 0.362 | 0.392 | 0.385 | 0.385 | 0.385 | 0.385 | 0.487 | 0.616
BLD15PST | HVAC |  | Air Conditioning (kW) | 431.2655 | 596.9167 | 521.782 | 667.508 | 450.118 | 529.9837 | 391.5268 | 678.3303 | 498.981 | 472.3066 | 806.9485 | 586.6351 | 871.4407 | 638.9976 | 867.7241 | 758.4685
BLD15PST | HEAT |  | Heating (kW) | 534.9608 | 784.3207 | 660.4082 | 877.3631 | 594.799 | 729.9536 | 649.0181 | 944.3516 | 796.9987 | 773.3011 | 1135.6242 | 954.0278 | 1237.0069 | 1157.1011 | 1258.7406 | 1662.1965
BLD15PST | COP |  | Air Conditioning (COP) | 3.2832 | 3.2103 | 3.2099 | 3.2062 | 3.2745 | 3.2172 | 3.313 | 3.1999 | 3.2371 | 3.2345 | 3.1979 | 3.231 | 3.1969 | 3.2097 | 3.2115 | 3.1987
BLD15PST | EffHeat |  | Heating Efficiency (%) | 0.78535 | 0.78047 | 0.78241 | 0.78194 | 0.78249 | 0.78207 | 0.78219 | 0.78184 | 0.78182 | 0.7819 | 0.78046 | 0.78165 | 0.78046 | 0.78158 | 0.78046 | 0.78046
BLD15PST | Fan |  | Fan Max Flow Rate (m3/s ) | 19.54 | 26.19 | 23.98 | 29.43 | 21.73 | 26.62 | 22.96 | 29.75 | 31.51 | 25.76 | 34.96 | 36.12 | 37.57 | 39.98 | 39.03 | 47.59
BLD15NEW | TypeWall |  | Construction Type | MassWall | MassWall | MassWall | MassWall | MassWall | MassWall | MassWall | MassWall | MassWall | MassWall | MassWall | MassWall | MassWall | MassWall | MassWall | MassWall
BLD15NEW | RvalWall |  | R-value (m2·K / W) | 0.4207 | 0.4207 | 0.4207 | 1.1669 | 1.1669 | 1.1669 | 1.1669 | 1.1669 | 1.1669 | 1.1669 | 1.4327 | 1.4327 | 1.692 | 1.692 | 1.9569 | 2.2026
BLD15NEW | TypeRoof |  | Construction Type | IEAD | IEAD | IEAD | IEAD | IEAD | IEAD | IEAD | IEAD | IEAD | IEAD | IEAD | IEAD | IEAD | IEAD | IEAD | IEAD
BLD15NEW | RvalRoof |  | R-value (m2·K / W) | 2.7933 | 2.7933 | 2.7933 | 2.7933 | 2.7933 | 2.7933 | 2.7933 | 2.7933 | 2.7933 | 2.7933 | 2.849 | 2.849 | 2.849 | 2.849 | 2.7933 | 3.7175
BLD15NEW | Uwindow |  | U-Factor (W / m2·K) | 5.835 | 5.835 | 5.835 | 3.241 | 3.241 | 3.241 | 5.835 | 3.241 | 3.241 | 3.241 | 3.241 | 3.241 | 3.241 | 3.241 | 3.241 | 2.615
BLD15NEW | SHGC |  | SHGC | 0.251 | 0.251 | 0.251 | 0.252 | 0.252 | 0.252 | 0.39 | 0.385 | 0.385 | 0.385 | 0.385 | 0.385 | 0.385 | 0.385 | 0.487 | 0.296
BLD15NEW | HVAC |  | Air Conditioning (kW) | 322.4957 | 415.0074 | 399.9157 | 432.4138 | 294.1866 | 398.1739 | 262.5906 | 446.1865 | 410.4115 | 325.3116 | 498.8433 | 456.4542 | 530.1859 | 441.1074 | 525.9062 | 408.1939
BLD15NEW | HEAT |  | Heating (kW) | 433.8834 | 620.2428 | 544.0443 | 657.855 | 448.0938 | 565.6426 | 484.5721 | 721.1682 | 618.598 | 599.8196 | 843.6931 | 725.4096 | 913.8623 | 853.8783 | 914.978 | 1090.9963
BLD15NEW | COP |  | Air Conditioning (COP) | 3.2859 | 3.2956 | 3.2762 | 3.2937 | 3.3455 | 3.2893 | 3.3673 | 3.2924 | 3.249 | 3.3089 | 3.2201 | 3.2438 | 3.2181 | 3.2484 | 3.2222 | 3.3042
BLD15NEW | EffHeat |  | Heating Efficiency (%) | 0.78541 | 0.78231 | 0.78488 | 0.78219 | 0.78721 | 0.78444 | 0.78454 | 0.78207 | 0.78205 | 0.78214 | 0.78188 | 0.78187 | 0.7818 | 0.78173 | 0.7817 | 0.78158
BLD15NEW | Fan |  | Fan Max Flow Rate (m3/s ) | 15.36 | 19.35 | 19.04 | 19.93 | 15.59 | 19.38 | 16.19 | 20.46 | 22.42 | 18.44 | 22.61 | 24.43 | 23.88 | 25.7 | 24.38 | 26.44

## 4
4 | Day | Schedule | Type | Through | Day of Week | 1 | 2 | 3 | 4 | 5 | 6 | 7 | 8 | 9 | 10 | 11 | 12 | 13 | 14 | 15 | 16 | 17 | 18 | 19 | 20 | 21 | 22 | 23 | 24 | Hours Per Day | Hours Per Week | Hours Per Year
SchEquip | WD | BLDG_EQUIP_SCH | Fraction | Through 12/31 | WD | 0.2 | 0.2 | 0.2 | 0.2 | 0.2 | 0.2 | 0.4 | 0.4 | 0.7 | 0.9 | 0.9 | 0.9 | 0.9 | 0.9 | 0.9 | 0.9 | 0.9 | 0.9 | 0.8 | 0.8 | 0.7 | 0.4 | 0.2 | 0.2 | 13.9 | 91.6 | 4776.29
| Sat |  |  |  | Sat | 0.15 | 0.15 | 0.15 | 0.15 | 0.15 | 0.15 | 0.3 | 0.3 | 0.5 | 0.8 | 0.9 | 0.9 | 0.9 | 0.9 | 0.9 | 0.9 | 0.9 | 0.9 | 0.7 | 0.5 | 0.5 | 0.3 | 0.15 | 0.15 | 12.3
| Sun |  |  |  | Sun, Hol, Other | 0.15 | 0.15 | 0.15 | 0.15 | 0.15 | 0.15 | 0.3 | 0.3 | 0.3 | 0.3 | 0.6 | 0.6 | 0.8 | 0.8 | 0.8 | 0.8 | 0.8 | 0.6 | 0.4 | 0.4 | 0.4 | 0.4 | 0.15 | 0.15 | 9.8
SchLight | WD | BLDG_LIGHT_SCH | Fraction | Through 12/31 | WD | 0.05 | 0.05 | 0.05 | 0.05 | 0.05 | 0.05 | 0.2 | 0.2 | 0.5 | 0.9 | 0.9 | 0.9 | 0.9 | 0.9 | 0.9 | 0.9 | 0.9 | 0.9 | 0.6 | 0.6 | 0.5 | 0.2 | 0.05 | 0.05 | 11.3 | 72.2 | 3764.71
| Sat |  |  |  | Sat | 0.05 | 0.05 | 0.05 | 0.05 | 0.05 | 0.05 | 0.1 | 0.1 | 0.3 | 0.6 | 0.9 | 0.9 | 0.9 | 0.9 | 0.9 | 0.9 | 0.9 | 0.9 | 0.5 | 0.3 | 0.3 | 0.1 | 0.05 | 0.05 | 9.9
| Sun |  |  |  | Sun, Hol, Other | 0.05 | 0.05 | 0.05 | 0.05 | 0.05 | 0.05 | 0.1 | 0.1 | 0.1 | 0.1 | 0.4 | 0.4 | 0.6 | 0.6 | 0.6 | 0.6 | 0.6 | 0.4 | 0.2 | 0.2 | 0.2 | 0.2 | 0.05 | 0.05 | 5.8
SchOcc | WD | BLDG_OCC_SCH | Fraction | Through 12/31 | WD | 0 | 0 | 0 | 0 | 0 | 0 | 0.1 | 0.1 | 0.2 | 0.5 | 0.5 | 0.7 | 0.7 | 0.7 | 0.7 | 0.8 | 0.7 | 0.5 | 0.5 | 0.3 | 0.3 | 0.3 | 0 | 0 | 7.6 | 49 | 2555
| Sat |  |  |  | Sat | 0 | 0 | 0 | 0 | 0 | 0 | 0.1 | 0.1 | 0.2 | 0.5 | 0.6 | 0.8 | 0.8 | 0.8 | 0.8 | 0.8 | 0.8 | 0.6 | 0.2 | 0.2 | 0.2 | 0.1 | 0 | 0 | 7.6
| Sun |  |  |  | Sun, Hol, Other | 0 | 0 | 0 | 0 | 0 | 0 | 0.1 | 0.1 | 0.1 | 0.1 | 0.2 | 0.2 | 0.4 | 0.4 | 0.4 | 0.4 | 0.4 | 0.2 | 0.1 | 0.1 | 0.1 | 0.1 | 0 | 0 | 3.4
SetCool | WD |  |  |  | Other | 30 | 30 | 30 | 30 | 30 | 30 | 24 | 24 | 24 | 24 | 24 | 24 | 24 | 24 | 24 | 24 | 24 | 24 | 24 | 24 | 24 | 24 | 30 | 30 | 624
| Sat |  |  |  | Other | 30 | 30 | 30 | 30 | 30 | 30 | 24 | 24 | 24 | 24 | 24 | 24 | 24 | 24 | 24 | 24 | 24 | 24 | 24 | 24 | 24 | 24 | 30 | 30
| Sun |  |  |  | Other | 30 | 30 | 30 | 30 | 30 | 30 | 24 | 24 | 24 | 24 | 24 | 24 | 24 | 24 | 24 | 24 | 24 | 24 | 24 | 24 | 24 | 24 | 30 | 30
SetHeat | WD |  |  |  | Other | 15.6 | 15.6 | 15.6 | 15.6 | 15.6 | 15.6 | 21 | 21 | 21 | 21 | 21 | 21 | 21 | 21 | 21 | 21 | 21 | 21 | 21 | 21 | 21 | 21 | 15.6 | 15.6 | 460.8
| Sat |  |  |  | Other | 15.6 | 15.6 | 15.6 | 15.6 | 15.6 | 15.6 | 21 | 21 | 21 | 21 | 21 | 21 | 21 | 21 | 21 | 21 | 21 | 21 | 21 | 21 | 21 | 21 | 15.6 | 15.6
| Sun |  |  |  | Other | 15.6 | 15.6 | 15.6 | 15.6 | 15.6 | 15.6 | 21 | 21 | 21 | 21 | 21 | 21 | 21 | 21 | 21 | 21 | 21 | 21 | 21 | 21 | 21 | 21 | 15.6 | 15.6
SchGas | WD | BLDG_SWH_SCH | Fraction | Through 12/31 | WD, SummerDesign | 0 | 0 | 0 | 0 | 0 | 0 | 0 | 0 | 0 | 0 | 0 | 0 | 0 | 0 | 0 | 0 | 0 | 0 | 0 | 0 | 0 | 0 | 0 | 0 | 6.62 | 44.59 | 2325.05
| Sat |  |  |  | Sat, WinterDesign | 0 | 0 | 0 | 0 | 0 | 0 | 0 | 0 | 0 | 0 | 0 | 0 | 0 | 0 | 0 | 0 | 0 | 0 | 0 | 0 | 0 | 0 | 0 | 0 | 6.9
| Sun |  |  |  | Sun, Hol, Other | 0 | 0 | 0 | 0 | 0 | 0 | 0 | 0 | 0 | 0 | 0 | 0 | 0 | 0 | 0 | 0 | 0 | 0 | 0 | 0 | 0 | 0 | 0 | 0 | 4.59
SchSWH | WD | BLDG_SWH_SCH | Fraction | Through 12/31 | WD, SummerDesign | 0.04 | 0.05 | 0.05 | 0.04 | 0.04 | 0.04 | 0.04 | 0.15 | 0.23 | 0.32 | 0.41 | 0.57 | 0.62 | 0.61 | 0.5 | 0.45 | 0.46 | 0.47 | 0.42 | 0.34 | 0.33 | 0.23 | 0.13 | 0.08 | 6.62 | 44.59 | 2325.05
| Sat |  |  |  | Sat, WinterDesign | 0.11 | 0.1 | 0.08 | 0.06 | 0.06 | 0.06 | 0.07 | 0.2 | 0.24 | 0.27 | 0.42 | 0.54 | 0.59 | 0.6 | 0.49 | 0.48 | 0.47 | 0.46 | 0.44 | 0.36 | 0.29 | 0.22 | 0.16 | 0.13 | 6.9
| Sun |  |  |  | Sun, Hol, Other | 0.07 | 0.07 | 0.07 | 0.06 | 0.06 | 0.06 | 0.07 | 0.1 | 0.12 | 0.14 | 0.29 | 0.31 | 0.36 | 0.36 | 0.34 | 0.35 | 0.37 | 0.34 | 0.25 | 0.27 | 0.21 | 0.16 | 0.1 | 0.06 | 4.59

## BuildingSummary
1 | Building Summary Supermarket pre-1980 construction
UWG |  |  | Value | Value | Value
Program
|  | Building Name | Super Market Reference Building pre-1980 construction | Super Market Reference Building post-1980 construction | Super Market Reference Building new construction 90.1-2004
|  | Available Fuel Types | gas, electricity | gas, electricity | gas, electricity
|  | Principal Building Activity | Food Sales | Food Sales | Food Sales
Form
areaFloor |  | Total Floor Area (m2) | 4181 | 4181 | 4181
|  | Building Shape | Rectangle | Rectangle | Rectangle
|  | Aspect Ratio | 1.5 | 1.5 | 1.5
nFloor |  | Number of Floors | 1 | 1 | 1
|  | Window Fraction (Window to Wall Ratio) | South: 0.362 East: 0.00 North: 0.00 West: 0.00 Total: 0.109 | South: 0.362 East: 0.00 North: 0.00 West: 0.00 Total: 0.109 | South: 0.362 East: 0.00 North: 0.00 West: 0.00 Total: 0.109
glazing |  | Total Glazing | 0.109 | 0.109 | 0.109
Skylight/TDD Percentage
|  | Shading Geometry | None | None | None
|  | Azimuth | 0 | 0 | 0
|  | Thermal Zoning | Office, DryStorage, Deli, Sales, Produce, Bakery | Office, DryStorage, Deli, Sales, Produce, Bakery | Office, DryStorage, Deli, Sales, Produce, Bakery
hCeiling |  | Floor to Ceiling Height (m) | 6.1 | 6.1 | 6.1
|  | Roof type | Built-up flat roof, insulation entirely above deck | Built-up flat roof, insulation entirely above deck | Built-up flat roof, insulation entirely above deck
Fabric
Exterior walls
|  | Construction Type | Mass wall | Mass wall | Mass wall
areaWall |  | Gross Dimensions - Total Area (m2) | 1609.58 | 1609.58 | 1609.58
|  | Net Dimensions - Total Area (m2) | 1434.88 | 1434.88 | 1434.88
ver2hor |  | Wall to Skin Ratio | 0.28 | 0.28 | 0.28
Roof
|  | Construction Type | IEAD | IEAD | IEAD
areaRoof |  | Gross Dimensions - Total Area (m2) | 4181 | 4181 | 4181
|  | Net Dimensions - Total Area (m2) | 4181 | 4181 | 4181
|  | Roof to Skin Ratio | 0.72 | 0.72 | 0.72
Window
|  | Dimensions - Total Area (m2) | South: 174.7 East: 0.00 North: 0.00 West: 0.00 Total: 174.7 | South: 174.7 East: 0.00 North: 0.00 West: 0.00 Total: 174.7 | South: 174.7 East: 0.00 North: 0.00 West: 0.00 Total: 174.7
areaWindow |  | Window Total | 174.7 | 174.7 | 174.7
|  | Operable area (m2) | 0 | 0 | 0
Skylights/TDD
Dimensions - Total Area (m2)
Operable area (m2)
Foundation
|  | Foundation Type | Mass Floor | Mass Floor | Mass Floor
|  | Construction | 4 in slab-on-grade | 4 in slab-on-grade | 4 in slab-on-grade
|  | Dimensions - Total Area (m2) | 4181 | 4181 | 4181
Interior Partitions
|  | Construction | 2x4 steel-frame with gypsum board | 2x4 steel-frame with gypsum board | 2x4 steel-frame with gypsum board
Internal Mass
|  | Construction | 15 cm wood | 15 cm wood | 15 cm wood
|  | Dimensions - Total Area (m2) | 46.47 | 46.47 | 46.47
|  | Thermal diffusivity (m2/s) | 1.84e-07 | 1.84e-07 | 1.84e-07
Air Barrier System
|  | Infiltration (ACH) | 0.93 | 0.93 | 0.25
HVAC
|  | System Type | PSZ-AC | PSZ-AC | PSZ-AC
|  | Heating Type | Gas furnace | Gas furnace | Gas furnace
|  | Cooling Type | Unitary DX | Unitary DX | Unitary DX
|  | Fan Control | Constant volume | Constant volume | Constant volume
Service Water Heating
|  | SWH Type | N/A | N/A | N/A
|  | Fuel | N/A | N/A | N/A
|  | Thermal Efficiency (%) | N/A | N/A | N/A
|  | Temperature Setpoint (ºC ) | N/A | N/A | N/A
|  | Water Consumption (m3 ) | N/A | N/A | N/A

## ZoneSummary
2 |  | Zone Summary
BLD | UWG | Zone Name | Conditioned (Y/N) | Multiplier | Area (m2) | Volume (m3) | Floor-to-Ceiling Height (m) | Gross Wall Area (m2) | Window Glass Area (m2) | People (m2/per) | People | Lights (W/m2) | Elec Plug and Process (W/m2) | Gas Plug and Process (W/m2) | SWH (L/h) | Ventilation (L/s/Person) | Ventilation (L/s/m2) | Ventilation Total (L/s) | Exhaust (L/s) | Infiltration (ACH)
|  | Office | Yes | 1 | 88.84 | 541.72 | 6.0977 | 115.0801 | 0 | 18.5806 | 4.7813 | 21.3644 | 8.0729 |  |  | 10 |  | 47.8132 |  | 1.5364
|  | DryStorage | Yes | 1 | 621.89 | 3792.03 | 6.0976 | 477.2404 | 0 | 27.8709 | 22.3132 | 11.9085 | 8.0729 |  |  |  | 0.75 | 466.4175 |  | 1.183
|  | Deli | Yes | 1 | 224.72 | 1370.24 | 6.0975 | 138.4301 | 0 | 11.6129 | 19.3509 | 29.9486 | 53.8195 | 26.9097 | 18.927 |  | 1.5 | 337.08 | 1415.841 | 1.0817
|  | Sales | Yes | 1 | 2324.94 | 14176.6 | 6.0976 | 323.5203 | 174.7002 | 11.6129 | 200.2034 | 29.9486 | 5.3819 |  |  |  | 1.5 | 3487.41 |  | 0.76248
|  | Produce | Yes | 1 | 711.36 | 4337.61 | 6.0976 | 366.1803 | 0 | 11.6129 | 61.2561 | 29.9486 | 5.3819 |  |  |  | 1.5 | 1067.04 |  | 1.0139
|  | Bakery | Yes | 1 | 209.04 | 1274.65 | 6.0976 | 189.1302 | 0 | 11.6129 | 18.0007 | 29.9486 | 53.8195 | 26.9097 | 18.927 | 10 | 1.5 | 313.56 | 353.9603 | 1.2749
BLD15PRE | Total | Total Conditioned Zones |  |  | 4180.79 | 25492.85 |  | 1609.5815 | 174.7002 |  | 325.9056 | 27.0827 | 10.8648 | 2.7919 | 37.854 | 10 | 1.368 | 5719.3207 | 1769.8013 | 0.92703
|  | Office | Yes | 1 | 88.84 | 541.72 | 6.0977 | 115.0801 | 0 | 18.5806 | 4.7813 | 21.3644 | 8.0729 |  |  | 10 |  | 47.8132 |  | 1.5364
|  | DryStorage | Yes | 1 | 621.89 | 3792.03 | 6.0976 | 477.2404 | 0 | 27.8709 | 22.3132 | 11.9085 | 8.0729 |  |  |  | 0.75 | 466.4175 |  | 1.183
|  | Deli | Yes | 1 | 224.72 | 1370.24 | 6.0975 | 138.4301 | 0 | 11.6129 | 19.3509 | 29.9486 | 53.8195 | 26.9097 | 18.927 |  | 1.5 | 337.08 | 1415.841 | 1.0817
|  | Sales | Yes | 1 | 2324.94 | 14176.6 | 6.0976 | 323.5203 | 174.7002 | 11.6129 | 200.2034 | 29.9486 | 5.3819 |  |  |  | 1.5 | 3487.41 |  | 0.76248
|  | Produce | Yes | 1 | 711.36 | 4337.61 | 6.0976 | 366.1803 | 0 | 11.6129 | 61.2561 | 29.9486 | 5.3819 |  |  |  | 1.5 | 1067.04 |  | 1.0139
|  | Bakery | Yes | 1 | 209.04 | 1274.65 | 6.0976 | 189.1302 | 0 | 11.6129 | 18.0007 | 29.9486 | 53.8195 | 26.9097 | 18.927 |  | 1.5 | 313.56 | 353.9603 | 1.2749
BLD15PST | Total | Total Conditioned Zones |  |  | 4180.79 | 25492.85 |  | 1609.5815 | 174.7002 |  | 325.9056 | 27.0827 | 10.8648 | 2.7919 | 37.854 | 10 | 1.368 | 5719.3207 | 1769.8013 | 0.92703
|  | Office | Yes | 1 | 88.84 | 541.72 | 6.0977 | 115.0801 | 0 | 18.5806 | 4.7813 | 11.8403 | 8.0729 |  |  | 10 |  | 47.8132 |  | 0.40969
|  | DryStorage | Yes | 1 | 621.89 | 3792.03 | 6.0976 | 477.2404 | 0 | 27.8709 | 22.3132 | 8.6111 | 8.0729 |  |  |  | 0.75 | 466.4175 |  | 0.31547
|  | Deli | Yes | 1 | 224.72 | 1370.24 | 6.0975 | 138.4301 | 0 | 11.6129 | 19.3509 | 18.2986 | 53.8195 | 26.9097 | 18.927 |  | 1.5 | 337.08 | 1415.841 | 0.28845
|  | Sales | Yes | 1 | 2324.94 | 14176.6 | 6.0976 | 323.5203 | 174.7002 | 11.6129 | 200.2034 | 18.2986 | 5.3819 |  |  |  | 1.5 | 3487.41 |  | 0.20333
|  | Produce | Yes | 1 | 711.36 | 4337.61 | 6.0976 | 366.1803 | 0 | 11.6129 | 61.2561 | 18.2986 | 5.3819 |  |  |  | 1.5 | 1067.04 |  | 0.27037
|  | Bakery | Yes | 1 | 209.04 | 1274.65 | 6.0976 | 189.1302 | 0 | 11.6129 | 18.0007 | 18.2986 | 53.8195 | 26.9097 | 18.927 |  | 1.5 | 313.56 | 353.9603 | 0.33998
BLD15NEW | Total | Total Conditioned Zones |  |  | 4180.79 | 25492.85 |  | 1609.5815 | 174.7002 |  | 325.9056 | 16.7204 | 10.8648 | 2.7919 | 37.854 | 10 | 1.368 | 5719.3207 | 1769.8013 | 0.24721

## LocationSummary
3 |  | Location Summary
Building | UWG |  |  | Miami | Houston | Phoenix | Atlanta | Los Angeles | Las Vegas | San Francisco | Baltimore | Albuquerque | Seattle | Chicago | Boulder | Minneapolis | Helena | Duluth | Fairbanks
BLD15PRE |  | Program
BLD15PRE | Zone |  | ASHRAE 90.1-2004 Climate Zone | 1A | 2A | 2B | 3A | 3B-CA | 3B | 3C | 4A | 4B | 4C | 5A | 5B | 6A | 6B | 7 | 8
BLD15PRE |  |  | Available Fuel Types | gas, electricity | gas, electricity | gas, electricity | gas, electricity | gas, electricity | gas, electricity | gas, electricity | gas, electricity | gas, electricity | gas, electricity | gas, electricity | gas, electricity | gas, electricity | gas, electricity | gas, electricity | gas, electricity
BLD15PRE
BLD15PRE |  | Fabric
BLD15PRE |  |  | Exterior walls
BLD15PRE | TypeWall |  | Construction Type | Mass wall | Mass wall | Mass wall | Mass wall | Mass wall | Mass wall | Mass wall | Mass wall | Mass wall | Mass wall | Mass wall | Mass wall | Mass wall | Mass wall | Mass wall | Mass wall
BLD15PRE | RvalWall |  | R-value (m2·K / W) | 0.7657 | 0.7657 | 0.7657 | 0.78247 | 0.7657 | 0.7657 | 0.78616 | 0.98912 | 0.95694 | 1.006 | 1.1287 | 1.0941 | 1.2151 | 1.2151 | 1.2953 | 1.4085
BLD15PRE |  |  | Roof
BLD15PRE | TypeRoof |  | Construction Type | IEAD | IEAD | IEAD | IEAD | IEAD | IEAD | IEAD | IEAD | IEAD | IEAD | IEAD | IEAD | IEAD | IEAD | IEAD | IEAD
BLD15PRE | RvalRoof |  | R-value (m2·K / W) | 1.7575 | 1.7575 | 1.7575 | 1.7575 | 1.7575 | 1.7575 | 1.7575 | 2.045 | 1.9763 | 2.0704 | 2.5 | 2.3697 | 2.9851 | 2.9851 | 2.9326 | 2.9851
BLD15PRE |  |  | Window
BLD15PRE | Uwindow |  | U-Factor (W / m2·K) | 5.835 | 5.835 | 5.835 | 5.835 | 5.835 | 5.835 | 5.835 | 5.835 | 5.835 | 5.835 | 3.525 | 3.525 | 3.525 | 3.525 | 3.525 | 3.525
BLD15PRE | SHGC |  | SHGC | 0.54 | 0.54 | 0.54 | 0.54 | 0.54 | 0.54 | 0.54 | 0.54 | 0.54 | 0.54 | 0.407 | 0.407 | 0.407 | 0.407 | 0.407 | 0.407
BLD15PRE |  |  | Visible transmittance | 0.384 | 0.384 | 0.384 | 0.384 | 0.384 | 0.384 | 0.384 | 0.384 | 0.384 | 0.384 | 0.316 | 0.316 | 0.316 | 0.316 | 0.316 | 0.316
BLD15PRE |  |  | Skylights/TDD
BLD15PRE |  |  | U-Factor (W / m2·K) | n/a | n/a | n/a | n/a | n/a | n/a | n/a | n/a | n/a | n/a | n/a | n/a | n/a | n/a | n/a | n/a
BLD15PRE |  |  | SHGC | n/a | n/a | n/a | n/a | n/a | n/a | n/a | n/a | n/a | n/a | n/a | n/a | n/a | n/a | n/a | n/a
BLD15PRE |  |  | Visible transmittance | n/a | n/a | n/a | n/a | n/a | n/a | n/a | n/a | n/a | n/a | n/a | n/a | n/a | n/a | n/a | n/a
BLD15PRE |  |  | Foundation
BLD15PRE |  |  | Foundation Type | Mass Floor | Mass Floor | Mass Floor | Mass Floor | Mass Floor | Mass Floor | Mass Floor | Mass Floor | Mass Floor | Mass Floor | Mass Floor | Mass Floor | Mass Floor | Mass Floor | Mass Floor | Mass Floor
BLD15PRE |  |  | Construction | 4 in slab-on-grade | 4 in slab-on-grade | 4 in slab-on-grade | 4 in slab-on-grade | 4 in slab-on-grade | 4 in slab-on-grade | 4 in slab-on-grade | 4 in slab-on-grade | 4 in slab-on-grade | 4 in slab-on-grade | 4 in slab-on-grade | 4 in slab-on-grade | 4 in slab-on-grade | 4 in slab-on-grade | 4 in slab-on-grade | 4 in slab-on-grade
BLD15PRE |  |  | R-value (m2·K / W) | 0.32051 | 0.32051 | 0.32051 | 0.32051 | 0.32051 | 0.32051 | 0.32051 | 0.32051 | 0.32051 | 0.32051 | 0.32051 | 0.32051 | 0.32051 | 0.32051 | 0.32051 | 0.32051
BLD15PRE |  | HVAC
BLD15PRE |  |  | HVAC Sizing
BLD15PRE | HVAC |  | Air Conditioning (kW) | 423.85 | 610.8722 | 549.938 | 687.6976 | 433.1254 | 610.9174 | 385.3475 | 719.1062 | 667.048 | 504.7306 | 836.6742 | 734.359 | 910.7426 | 675.2748 | 925.9245 | 832.9085
BLD15PRE |  |  | PSZ-AC:1_COOLC DXCOIL | 12.6426 | 16.338 | 12.1259 | 18.51 | 9.5875 | 13.4443 | 9.7004 | 20.7787 | 15.7714 | 12.5602 | 26.4501 | 19.4444 | 29.0851 | 22.276 | 29.5197 | 27.9212
BLD15PRE |  |  | PSZ-AC:2_COOLC DXCOIL | 63.6754 | 95.0436 | 75.5401 | 109.1728 | 56.9734 | 81.2824 | 56.7975 | 120.5787 | 88.206 | 73.0271 | 149.751 | 115.4933 | 165.6757 | 120.2701 | 176.8464 | 149.7887
BLD15PRE |  |  | PSZ-AC:3_COOLC DXCOIL | 61.3601 | 63.0722 | 64.6873 | 63.5423 | 47.9019 | 63.8298 | 37.479 | 57.345 | 58.9307 | 45.7337 | 57.9359 | 55.2357 | 58.7602 | 46.3317 | 41.4123 | 50.7469
BLD15PRE |  |  | PSZ-AC:4_COOLC DXCOIL | 178.7782 | 282.7529 | 257.2132 | 329.0562 | 215.043 | 302.3505 | 192.9438 | 347.8132 | 352.1637 | 269.1066 | 411.2979 | 399.2468 | 448.3405 | 324.1681 | 464.4634 | 400.2202
BLD15PRE |  |  | PSZ-AC:5_COOLC DXCOIL | 59.7103 | 98.4741 | 87.3478 | 115.3589 | 64.268 | 103.0572 | 55.3858 | 122.3596 | 109.3442 | 68.8599 | 150.6727 | 104.7737 | 166.1587 | 119.0821 | 170.794 | 149.8761
BLD15PRE |  |  | PSZ-AC:6_COOLC DXCOIL | 47.6834 | 55.1914 | 53.0237 | 52.0576 | 39.3516 | 46.9532 | 33.0409 | 50.2311 | 42.632 | 35.4431 | 40.5665 | 40.1649 | 42.7223 | 43.1468 | 42.8887 | 54.3553
BLD15PRE | HEAT |  | Heating (kW) | 530.0123 | 800.4664 | 681.6951 | 898.007 | 573.8323 | 765.7524 | 639.8173 | 974.6194 | 837.0809 | 802.565 | 1160.9291 | 994.0903 | 1271.8272 | 1208.5766 | 1329.7037 | 1789.1447
BLD15PRE |  |  | PSZ-AC:1_HEATC | 13.405 | 17.877 | 14.5991 | 20.9163 | 12.3667 | 17.4444 | 14.4495 | 22.9404 | 19.6594 | 18.485 | 28.1461 | 24.3282 | 30.9849 | 29.5918 | 32.2995 | 42.277
BLD15PRE |  |  | PSZ-AC:2_HEATC | 66.8352 | 101.7543 | 84.2447 | 117.683 | 71.4268 | 98.5938 | 83.7998 | 130.2486 | 111.1674 | 106.0424 | 160.1252 | 137.812 | 176.352 | 168.051 | 184.2303 | 242.5201
BLD15PRE |  |  | PSZ-AC:3_HEATC | 95.6659 | 129.816 | 112.3299 | 141.0818 | 86.3116 | 119.8217 | 85.5035 | 141.7322 | 124.9103 | 110.2071 | 167.2788 | 139.8061 | 183.3512 | 172.3064 | 192.0929 | 301.0912
BLD15PRE |  |  | PSZ-AC:4_HEATC | 221.3272 | 361.3475 | 303.9124 | 411.1698 | 260.289 | 349.3289 | 302.5073 | 457.5368 | 391.92 | 381.6746 | 547.6718 | 470.8076 | 599.2753 | 571.1442 | 626.709 | 816.538
BLD15PRE |  |  | PSZ-AC:5_HEATC | 72.4129 | 121.7306 | 100.7715 | 139.0649 | 85.7523 | 116.3412 | 100.4801 | 154.8621 | 130.8299 | 127.5855 | 190.3501 | 162.695 | 209.7478 | 199.0402 | 219.1149 | 287.8395
BLD15PRE |  |  | PSZ-AC:6_HEATC | 60.3661 | 67.9409 | 65.8375 | 68.0913 | 57.6859 | 64.2222 | 53.0771 | 67.2993 | 58.5939 | 58.5704 | 67.3569 | 58.6414 | 72.1159 | 68.4431 | 75.257 | 98.8789
BLD15PRE |  |  | HVAC Efficiency
BLD15PRE | COP |  | Air Conditioning (COP) | 3.2815 | 3.209 | 3.2079 | 3.2058 | 3.2916 | 3.2029 | 3.3109 | 3.1999 | 3.1983 | 3.2225 | 3.1976 | 3.1919 | 3.1972 | 3.2002 | 3.1948 | 3.1998
BLD15PRE |  |  | PSZ-AC:1_COOLC DXCOIL | 3.67 | 3.67 | 3.67 | 3.67 | 3.67 | 3.67 | 3.67 | 3.5 | 3.67 | 3.67 | 3.5 | 3.5 | 3.5 | 3.5 | 3.5 | 3.5
BLD15PRE |  |  | PSZ-AC:2_COOLC DXCOIL | 3.3 | 3.23 | 3.23 | 3.23 | 3.3 | 3.23 | 3.3 | 3.23 | 3.23 | 3.23 | 3.23 | 3.23 | 3.23 | 3.23 | 3.23 | 3.23
BLD15PRE |  |  | PSZ-AC:3_COOLC DXCOIL | 3.3 | 3.3 | 3.3 | 3.3 | 3.3 | 3.3 | 3.5 | 3.3 | 3.3 | 3.3 | 3.3 | 3.3 | 3.3 | 3.3 | 3.3 | 3.3
BLD15PRE |  |  | PSZ-AC:4_COOLC DXCOIL | 3.23 | 3.13 | 3.13 | 3.13 | 3.23 | 3.13 | 3.23 | 3.13 | 3.13 | 3.13 | 3.13 | 3.13 | 3.13 | 3.13 | 3.13 | 3.13
BLD15PRE |  |  | PSZ-AC:5_COOLC DXCOIL | 3.3 | 3.23 | 3.23 | 3.23 | 3.3 | 3.23 | 3.3 | 3.23 | 3.23 | 3.3 | 3.23 | 3.23 | 3.23 | 3.23 | 3.23 | 3.23
BLD15PRE |  |  | PSZ-AC:6_COOLC DXCOIL | 3.3 | 3.3 | 3.3 | 3.3 | 3.5 | 3.3 | 3.5 | 3.3 | 3.3 | 3.5 | 3.3 | 3.3 | 3.3 | 3.3 | 3.3 | 3.3
BLD15PRE | EffHeat |  | Heating Efficiency (%) | 0.78 | 0.78 | 0.78 | 0.78 | 0.78 | 0.78 | 0.78 | 0.78 | 0.78 | 0.78 | 0.78 | 0.78 | 0.78 | 0.78 | 0.78 | 0.78
BLD15PRE |  |  | PSZ-AC:1_HEATC | 0.78 | 0.78 | 0.78 | 0.78 | 0.78 | 0.78 | 0.78 | 0.78 | 0.78 | 0.78 | 0.78 | 0.78 | 0.78 | 0.78 | 0.78 | 0.78
BLD15PRE |  |  | PSZ-AC:2_HEATC | 0.78 | 0.78 | 0.78 | 0.78 | 0.78 | 0.78 | 0.78 | 0.78 | 0.78 | 0.78 | 0.78 | 0.78 | 0.78 | 0.78 | 0.78 | 0.78
BLD15PRE |  |  | PSZ-AC:3_HEATC | 0.78 | 0.78 | 0.78 | 0.78 | 0.78 | 0.78 | 0.78 | 0.78 | 0.78 | 0.78 | 0.78 | 0.78 | 0.78 | 0.78 | 0.78 | 0.78
BLD15PRE |  |  | PSZ-AC:4_HEATC | 0.78 | 0.78 | 0.78 | 0.78 | 0.78 | 0.78 | 0.78 | 0.78 | 0.78 | 0.78 | 0.78 | 0.78 | 0.78 | 0.78 | 0.78 | 0.78
BLD15PRE |  |  | PSZ-AC:5_HEATC | 0.78 | 0.78 | 0.78 | 0.78 | 0.78 | 0.78 | 0.78 | 0.78 | 0.78 | 0.78 | 0.78 | 0.78 | 0.78 | 0.78 | 0.78 | 0.78
BLD15PRE |  |  | PSZ-AC:6_HEATC | 0.78 | 0.78 | 0.78 | 0.78 | 0.78 | 0.78 | 0.78 | 0.78 | 0.78 | 0.78 | 0.78 | 0.78 | 0.78 | 0.78 | 0.78 | 0.78
BLD15PRE |  |  | HVAC Control - Economizer
BLD15PRE |  |  | PSZ-AC:1_FAN | NoEconomizer | NoEconomizer | NoEconomizer | NoEconomizer | NoEconomizer | NoEconomizer | NoEconomizer | NoEconomizer | NoEconomizer | NoEconomizer | NoEconomizer | DifferentialDryBulb | NoEconomizer | DifferentialDryBulb | NoEconomizer | NoEconomizer
BLD15PRE |  |  | PSZ-AC:2_FAN | NoEconomizer | NoEconomizer | DifferentialDryBulb | NoEconomizer | DifferentialDryBulb | DifferentialDryBulb | DifferentialDryBulb | NoEconomizer | DifferentialDryBulb | DifferentialDryBulb | DifferentialDryBulb | DifferentialDryBulb | DifferentialDryBulb | DifferentialDryBulb | DifferentialDryBulb | DifferentialDryBulb
BLD15PRE |  |  | PSZ-AC:3_FAN | NoEconomizer | NoEconomizer | DifferentialDryBulb | NoEconomizer | DifferentialDryBulb | DifferentialDryBulb | DifferentialDryBulb | NoEconomizer | DifferentialDryBulb | DifferentialDryBulb | DifferentialDryBulb | DifferentialDryBulb | DifferentialDryBulb | DifferentialDryBulb | DifferentialDryBulb | DifferentialDryBulb
BLD15PRE |  |  | PSZ-AC:4_FAN | NoEconomizer | NoEconomizer | DifferentialDryBulb | NoEconomizer | DifferentialDryBulb | DifferentialDryBulb | DifferentialDryBulb | NoEconomizer | DifferentialDryBulb | DifferentialDryBulb | DifferentialDryBulb | DifferentialDryBulb | DifferentialDryBulb | DifferentialDryBulb | DifferentialDryBulb | DifferentialDryBulb
BLD15PRE |  |  | PSZ-AC:5_FAN | NoEconomizer | NoEconomizer | DifferentialDryBulb | NoEconomizer | DifferentialDryBulb | DifferentialDryBulb | DifferentialDryBulb | NoEconomizer | DifferentialDryBulb | DifferentialDryBulb | DifferentialDryBulb | DifferentialDryBulb | DifferentialDryBulb | DifferentialDryBulb | DifferentialDryBulb | DifferentialDryBulb
BLD15PRE |  |  | PSZ-AC:6_FAN | NoEconomizer | NoEconomizer | DifferentialDryBulb | NoEconomizer | DifferentialDryBulb | DifferentialDryBulb | DifferentialDryBulb | NoEconomizer | DifferentialDryBulb | DifferentialDryBulb | DifferentialDryBulb | DifferentialDryBulb | DifferentialDryBulb | DifferentialDryBulb | DifferentialDryBulb | DifferentialDryBulb
BLD15PRE | Fan |  | Fan Max Flow Rate (m3/s ) | 19.33 | 26.76 | 24.85 | 30.24 | 20.98 | 28.11 | 22.62 | 31.18 | 33.21 | 26.96 | 36.17 | 37.86 | 39.23 | 42.1 | 41.71 | 52.09
BLD15PRE |  |  | BAKERY EXHAUST FAN | 0.35 | 0.35 | 0.35 | 0.35 | 0.35 | 0.35 | 0.35 | 0.35 | 0.35 | 0.35 | 0.35 | 0.35 | 0.35 | 0.35 | 0.35 | 0.35
BLD15PRE |  |  | DELI EXHAUST FAN | 0.34 | 0.34 | 0.34 | 0.34 | 0.34 | 0.34 | 0.34 | 0.34 | 0.34 | 0.34 | 0.34 | 0.34 | 0.34 | 0.34 | 0.34 | 0.34
BLD15PRE |  |  | SALES EXHAUST FAN | 1.08 | 1.08 | 1.08 | 1.08 | 1.08 | 1.08 | 1.08 | 1.08 | 1.08 | 1.08 | 1.08 | 1.08 | 1.08 | 1.08 | 1.08 | 1.08
BLD15PRE |  |  | PSZ-AC:1_FAN | 0.54 | 0.71 | 0.61 | 0.86 | 0.5 | 0.76 | 0.58 | 0.91 | 0.95 | 0.74 | 1.13 | 1.17 | 1.25 | 1.35 | 1.34 | 1.69
BLD15PRE |  |  | PSZ-AC:2_FAN | 2.56 | 3.83 | 3.34 | 4.57 | 2.74 | 4.04 | 3.18 | 4.86 | 5.09 | 4.01 | 6.03 | 6.26 | 6.67 | 7.16 | 7.12 | 9.05
BLD15PRE |  |  | PSZ-AC:3_FAN | 2.47 | 2.54 | 2.6 | 2.56 | 2.14 | 2.57 | 1.92 | 2.31 | 2.56 | 2.08 | 2.33 | 2.4 | 2.37 | 2.44 | 2.42 | 3.07
BLD15PRE |  |  | PSZ-AC:4_FAN | 7.2 | 11.39 | 10.36 | 13.25 | 8.66 | 12.18 | 9.82 | 14.01 | 15.08 | 12.06 | 16.56 | 17.5 | 18.05 | 19.58 | 19.32 | 24.18
BLD15PRE |  |  | PSZ-AC:5_FAN | 2.4 | 3.97 | 3.52 | 4.65 | 2.91 | 4.17 | 3.35 | 4.93 | 5.18 | 4.16 | 6.07 | 6.33 | 6.69 | 7.19 | 7.15 | 9.05
BLD15PRE |  |  | PSZ-AC:6_FAN | 2.39 | 2.55 | 2.65 | 2.58 | 2.26 | 2.62 | 2 | 2.39 | 2.58 | 2.14 | 2.28 | 2.43 | 2.43 | 2.61 | 2.59 | 3.28
BLD15PRE |  | Utility Costs
BLD15PRE |  |  | Electric Utility Rates
BLD15PRE |  |  | Average Annual Rate ($/kWh) | 0.080314 | 0.10822 | 0.076747 | 0.09864 | 0.12262 | 0.092953 | 0.14397 | 0.069347 | 0.037025 | 0.070763 | 0.096828 | 0.037025 | 0.054279 | 0.069651 | 0.053979 | 0.087791
BLD15PRE |  |  | Total Cost ($/m2) | 43.67 | 58.15 | 38.77 | 49.82 | 56.69 | 45.19 | 63.41 | 33.98 | 17.55 | 31.93 | 47.43 | 17.58 | 26.76 | 33.28 | 26 | 43.89
BLD15PRE |  |  | Gas Utility Rates
BLD15PRE |  |  | Average Annual Rate ($/MJ) | 0.01144 | 0.0080773 | 0.0082708 | 0.0097114 | 0.0085494 | 0.0077405 | 0.008504 | 0.0097098 | 0.0069278 | 0.0083839 | 0.0083831 | 0.0069563 | 0.0078652 | 0.0082073 | 0.0078676 | 0.0041345
BLD15PRE |  |  | Total Cost ($/m2) | 0.89 | 2.39 | 2.42 | 5.04 | 2.62 | 3.27 | 5.13 | 7.9 | 4.39 | 6.97 | 8.49 | 5.68 | 9.71 | 8.8 | 12.01 | 9.64
BLD15PRE |  |  | Total Utility Costs
BLD15PRE |  |  | Cost Intensity ($/m2) | 44.56 | 60.55 | 41.2 | 54.87 | 59.31 | 48.46 | 68.54 | 41.89 | 21.94 | 38.9 | 55.92 | 23.27 | 36.47 | 42.09 | 38.01 | 53.53
BLD15PRE |  | Energy - End Uses
BLD15PRE |  |  | Electricity (kWh)
BLD15PRE |  |  | Heating | 0 | 0 | 0 | 0 | 0 | 0 | 0 | 0 | 0 | 0 | 0 | 0 | 0 | 0 | 0 | 0
BLD15PRE |  |  | Cooling | 163205.5556 | 141097.2222 | 174644.4444 | 81013.8889 | 14691.6667 | 134747.2222 | 3883.3333 | 59577.7778 | 53900 | 6530.5556 | 35375 | 30666.6667 | 29780.5556 | 17427.7778 | 8394.4444 | 3155.5556
BLD15PRE |  |  | Interior Lighting | 420180.5556 | 420180.5556 | 420180.5556 | 420180.5556 | 420180.5556 | 420180.5556 | 420180.5556 | 420180.5556 | 420180.5556 | 420180.5556 | 420180.5556 | 420180.5556 | 420180.5556 | 420180.5556 | 420180.5556 | 420180.5556
BLD15PRE |  |  | Exterior Lighting | 71716.6667 | 71591.6667 | 71569.4444 | 71688.8889 | 71677.7778 | 71608.3333 | 71527.7778 | 71602.7778 | 71591.6667 | 71483.3333 | 71505.5556 | 71516.6667 | 71561.1111 | 71475 | 71455.5556 | 71027.7778
BLD15PRE |  |  | Interior Equipment | 218247.2222 | 218247.2222 | 218247.2222 | 218247.2222 | 218247.2222 | 218247.2222 | 218247.2222 | 218247.2222 | 218247.2222 | 218247.2222 | 218247.2222 | 218247.2222 | 218247.2222 | 218247.2222 | 218247.2222 | 218247.2222
BLD15PRE |  |  | Exterior Equipment | 0 | 0 | 0 | 0 | 0 | 0 | 0 | 0 | 0 | 0 | 0 | 0 | 0 | 0 | 0 | 0
BLD15PRE |  |  | Fans | 146100 | 243825 | 206225 | 286225 | 162302.7778 | 264847.2222 | 172900 | 312733.3333 | 332922.2222 | 263350 | 377508.3333 | 395816.6667 | 416144.4444 | 449491.6667 | 456475 | 587575
BLD15PRE |  |  | Pumps | 0 | 0 | 0 | 0 | 0 | 0 | 0 | 0 | 0 | 0 | 0 | 0 | 0 | 0 | 0 | 0
BLD15PRE |  |  | Heat Rejection | 0 | 0 | 0 | 0 | 0 | 0 | 0 | 0 | 0 | 0 | 0 | 0 | 0 | 0 | 0 | 0
BLD15PRE |  |  | Humidification | 0 | 0 | 0 | 0 | 0 | 0 | 0 | 0 | 0 | 0 | 0 | 0 | 0 | 0 | 0 | 0
BLD15PRE |  |  | Heat Recovery | 0 | 0 | 0 | 0 | 0 | 0 | 0 | 0 | 0 | 0 | 0 | 0 | 0 | 0 | 0 | 0
BLD15PRE |  |  | Water Systems | 0 | 0 | 0 | 0 | 0 | 0 | 0 | 0 | 0 | 0 | 0 | 0 | 0 | 0 | 0 | 0
BLD15PRE |  |  | Refrigeration | 1253950 | 1151630.5556 | 1021358.3333 | 1034400 | 1045758.3333 | 922947.2222 | 954836.1111 | 966380.5556 | 884616.6667 | 906516.6667 | 924908.3333 | 848983.3333 | 904944.4444 | 820863.8889 | 838761.1111 | 789866.6667
BLD15PRE |  |  | Generators | 0 | 0 | 0 | 0 | 0 | 0 | 0 | 0 | 0 | 0 | 0 | 0 | 0 | 0 | 0 | 0
BLD15PRE |  |  | Total End Uses | 2273400 | 2246569.4444 | 2112222.2222 | 2111752.7778 | 1932855.5556 | 2032572.2222 | 1841572.2222 | 2048719.4444 | 1981455.5556 | 1886308.3333 | 2047719.4444 | 1985408.3333 | 2060858.3333 | 1997683.3333 | 2013511.1111 | 2090052.7778
BLD15PRE |  |  | Gas (MJ)
BLD15PRE |  |  | Heating | 106010 | 1019420 | 1007170 | 1950420 | 1058880 | 1547300 | 2298860 | 3179840 | 2427540 | 3251240 | 4010650 | 3192180 | 4937460 | 4259490 | 6153860 | 9523350
BLD15PRE |  |  | Cooling | 0 | 0 | 0 | 0 | 0 | 0 | 0 | 0 | 0 | 0 | 0 | 0 | 0 | 0 | 0 | 0
BLD15PRE |  |  | Interior Lighting | 0 | 0 | 0 | 0 | 0 | 0 | 0 | 0 | 0 | 0 | 0 | 0 | 0 | 0 | 0 | 0
BLD15PRE |  |  | Exterior Lighting | 0 | 0 | 0 | 0 | 0 | 0 | 0 | 0 | 0 | 0 | 0 | 0 | 0 | 0 | 0 | 0
BLD15PRE |  |  | Interior Equipment | 199130 | 199130 | 199130 | 199130 | 199130 | 199130 | 199130 | 199130 | 199130 | 199130 | 199130 | 199130 | 199130 | 199130 | 199130 | 199130
BLD15PRE |  |  | Exterior Equipment | 0 | 0 | 0 | 0 | 0 | 0 | 0 | 0 | 0 | 0 | 0 | 0 | 0 | 0 | 0 | 0
BLD15PRE |  |  | Fans | 0 | 0 | 0 | 0 | 0 | 0 | 0 | 0 | 0 | 0 | 0 | 0 | 0 | 0 | 0 | 0
BLD15PRE |  |  | Pumps | 0 | 0 | 0 | 0 | 0 | 0 | 0 | 0 | 0 | 0 | 0 | 0 | 0 | 0 | 0 | 0
BLD15PRE |  |  | Heat Rejection | 0 | 0 | 0 | 0 | 0 | 0 | 0 | 0 | 0 | 0 | 0 | 0 | 0 | 0 | 0 | 0
BLD15PRE |  |  | Humidification | 0 | 0 | 0 | 0 | 0 | 0 | 0 | 0 | 0 | 0 | 0 | 0 | 0 | 0 | 0 | 0
BLD15PRE |  |  | Heat Recovery | 0 | 0 | 0 | 0 | 0 | 0 | 0 | 0 | 0 | 0 | 0 | 0 | 0 | 0 | 0 | 0
BLD15PRE |  |  | Water Systems | 18460 | 20420 | 19290 | 22320 | 21950 | 20660 | 23570 | 23810 | 23530 | 24580 | 25110 | 25050 | 26250 | 26450 | 28110 | 30360
BLD15PRE |  |  | Refrigeration | 0 | 0 | 0 | 0 | 0 | 0 | 0 | 0 | 0 | 0 | 0 | 0 | 0 | 0 | 0 | 0
BLD15PRE |  |  | Generators | 0 | 0 | 0 | 0 | 0 | 0 | 0 | 0 | 0 | 0 | 0 | 0 | 0 | 0 | 0 | 0
BLD15PRE |  |  | Total End Uses | 323600 | 1238970 | 1225590 | 2171860 | 1279960 | 1767080 | 2521560 | 3402780 | 2650200 | 3474950 | 4234890 | 3416350 | 5162830 | 4485070 | 6381090 | 9752840
BLD15PRE |  |  | Purchased Cooling (MJ)
BLD15PRE |  |  | Heating | 0 | 0 | 0 | 0 | 0 | 0 | 0 | 0 | 0 | 0 | 0 | 0 | 0 | 0 | 0 | 0
BLD15PRE |  |  | Cooling | 0 | 0 | 0 | 0 | 0 | 0 | 0 | 0 | 0 | 0 | 0 | 0 | 0 | 0 | 0 | 0
BLD15PRE |  |  | Interior Lighting | 0 | 0 | 0 | 0 | 0 | 0 | 0 | 0 | 0 | 0 | 0 | 0 | 0 | 0 | 0 | 0
BLD15PRE |  |  | Exterior Lighting | 0 | 0 | 0 | 0 | 0 | 0 | 0 | 0 | 0 | 0 | 0 | 0 | 0 | 0 | 0 | 0
BLD15PRE |  |  | Interior Equipment | 0 | 0 | 0 | 0 | 0 | 0 | 0 | 0 | 0 | 0 | 0 | 0 | 0 | 0 | 0 | 0
BLD15PRE |  |  | Exterior Equipment | 0 | 0 | 0 | 0 | 0 | 0 | 0 | 0 | 0 | 0 | 0 | 0 | 0 | 0 | 0 | 0
BLD15PRE |  |  | Fans | 0 | 0 | 0 | 0 | 0 | 0 | 0 | 0 | 0 | 0 | 0 | 0 | 0 | 0 | 0 | 0
BLD15PRE |  |  | Pumps | 0 | 0 | 0 | 0 | 0 | 0 | 0 | 0 | 0 | 0 | 0 | 0 | 0 | 0 | 0 | 0
BLD15PRE |  |  | Heat Rejection | 0 | 0 | 0 | 0 | 0 | 0 | 0 | 0 | 0 | 0 | 0 | 0 | 0 | 0 | 0 | 0
BLD15PRE |  |  | Humidification | 0 | 0 | 0 | 0 | 0 | 0 | 0 | 0 | 0 | 0 | 0 | 0 | 0 | 0 | 0 | 0
BLD15PRE |  |  | Heat Recovery | 0 | 0 | 0 | 0 | 0 | 0 | 0 | 0 | 0 | 0 | 0 | 0 | 0 | 0 | 0 | 0
BLD15PRE |  |  | Water Systems | 0 | 0 | 0 | 0 | 0 | 0 | 0 | 0 | 0 | 0 | 0 | 0 | 0 | 0 | 0 | 0
BLD15PRE |  |  | Refrigeration | 0 | 0 | 0 | 0 | 0 | 0 | 0 | 0 | 0 | 0 | 0 | 0 | 0 | 0 | 0 | 0
BLD15PRE |  |  | Generators | 0 | 0 | 0 | 0 | 0 | 0 | 0 | 0 | 0 | 0 | 0 | 0 | 0 | 0 | 0 | 0
BLD15PRE |  |  | Total End Uses | 0 | 0 | 0 | 0 | 0 | 0 | 0 | 0 | 0 | 0 | 0 | 0 | 0 | 0 | 0 | 0
BLD15PRE |  |  | Purchased Heating (MJ)
BLD15PRE |  |  | Heating | 0 | 0 | 0 | 0 | 0 | 0 | 0 | 0 | 0 | 0 | 0 | 0 | 0 | 0 | 0 | 0
BLD15PRE |  |  | Cooling | 0 | 0 | 0 | 0 | 0 | 0 | 0 | 0 | 0 | 0 | 0 | 0 | 0 | 0 | 0 | 0
BLD15PRE |  |  | Interior Lighting | 0 | 0 | 0 | 0 | 0 | 0 | 0 | 0 | 0 | 0 | 0 | 0 | 0 | 0 | 0 | 0
BLD15PRE |  |  | Exterior Lighting | 0 | 0 | 0 | 0 | 0 | 0 | 0 | 0 | 0 | 0 | 0 | 0 | 0 | 0 | 0 | 0
BLD15PRE |  |  | Interior Equipment | 0 | 0 | 0 | 0 | 0 | 0 | 0 | 0 | 0 | 0 | 0 | 0 | 0 | 0 | 0 | 0
BLD15PRE |  |  | Exterior Equipment | 0 | 0 | 0 | 0 | 0 | 0 | 0 | 0 | 0 | 0 | 0 | 0 | 0 | 0 | 0 | 0
BLD15PRE |  |  | Fans | 0 | 0 | 0 | 0 | 0 | 0 | 0 | 0 | 0 | 0 | 0 | 0 | 0 | 0 | 0 | 0
BLD15PRE |  |  | Pumps | 0 | 0 | 0 | 0 | 0 | 0 | 0 | 0 | 0 | 0 | 0 | 0 | 0 | 0 | 0 | 0
BLD15PRE |  |  | Heat Rejection | 0 | 0 | 0 | 0 | 0 | 0 | 0 | 0 | 0 | 0 | 0 | 0 | 0 | 0 | 0 | 0
BLD15PRE |  |  | Humidification | 0 | 0 | 0 | 0 | 0 | 0 | 0 | 0 | 0 | 0 | 0 | 0 | 0 | 0 | 0 | 0
BLD15PRE |  |  | Heat Recovery | 0 | 0 | 0 | 0 | 0 | 0 | 0 | 0 | 0 | 0 | 0 | 0 | 0 | 0 | 0 | 0
BLD15PRE |  |  | Water Systems | 0 | 0 | 0 | 0 | 0 | 0 | 0 | 0 | 0 | 0 | 0 | 0 | 0 | 0 | 0 | 0
BLD15PRE |  |  | Refrigeration | 0 | 0 | 0 | 0 | 0 | 0 | 0 | 0 | 0 | 0 | 0 | 0 | 0 | 0 | 0 | 0
BLD15PRE |  |  | Generators | 0 | 0 | 0 | 0 | 0 | 0 | 0 | 0 | 0 | 0 | 0 | 0 | 0 | 0 | 0 | 0
BLD15PRE |  |  | Total End Uses | 0 | 0 | 0 | 0 | 0 | 0 | 0 | 0 | 0 | 0 | 0 | 0 | 0 | 0 | 0 | 0
BLD15PRE |  |  | Total Building (MJ) | 8507840 | 9326620 | 8829580 | 9774170 | 8238240 | 9084350 | 9151220 | 10778170 | 9783440 | 10265650 | 11606680 | 10563820 | 12581920 | 11676730 | 13629730 | 17277040
BLD15PRE |  | Energy - End Use Intensities
BLD15PRE |  |  | Electricity (MJ/m2)
BLD15PRE |  |  | Heating (elec) | 0 | 0 | 0 | 0 | 0 | 0 | 0 | 0 | 0 | 0 | 0 | 0 | 0 | 0 | 0 | 0
BLD15PRE |  |  | Cooling (elec) | 140.5332 | 121.4962 | 150.3831 | 69.7595 | 12.6507 | 116.0283 | 3.3439 | 51.3013 | 46.4123 | 5.6233 | 30.4608 | 26.4065 | 25.6435 | 15.0067 | 7.2283 | 2.7172
BLD15PRE |  |  | Interior Lighting (elec) | 361.8096 | 361.8096 | 361.8096 | 361.8096 | 361.8096 | 361.8096 | 361.8096 | 361.8096 | 361.8096 | 361.8096 | 361.8096 | 361.8096 | 361.8096 | 361.8096 | 361.8096 | 361.8096
BLD15PRE |  |  | Exterior Lighting (elec) | 61.7539 | 61.6462 | 61.6271 | 61.73 | 61.7204 | 61.6606 | 61.5912 | 61.6558 | 61.6462 | 61.553 | 61.5721 | 61.5817 | 61.6199 | 61.5458 | 61.529 | 61.1607
BLD15PRE |  |  | Interior Equipment (elec) | 187.9286 | 187.9286 | 187.9286 | 187.9286 | 187.9286 | 187.9286 | 187.9286 | 187.9286 | 187.9286 | 187.9286 | 187.9286 | 187.9286 | 187.9286 | 187.9286 | 187.9286 | 187.9286
BLD15PRE |  |  | Exterior Equipment (elec) | 0 | 0 | 0 | 0 | 0 | 0 | 0 | 0 | 0 | 0 | 0 | 0 | 0 | 0 | 0 | 0
BLD15PRE |  |  | Fans (elec) | 125.804 | 209.9531 | 177.5765 | 246.463 | 139.7559 | 228.055 | 148.881 | 269.2888 | 286.6731 | 226.7658 | 325.0654 | 340.8303 | 358.3342 | 387.0489 | 393.0621 | 505.9498
BLD15PRE |  |  | Pumps (elec) | 0 | 0 | 0 | 0 | 0 | 0 | 0 | 0 | 0 | 0 | 0 | 0 | 0 | 0 | 0 | 0
BLD15PRE |  |  | Heat Rejection (elec) | 0 | 0 | 0 | 0 | 0 | 0 | 0 | 0 | 0 | 0 | 0 | 0 | 0 | 0 | 0 | 0
BLD15PRE |  |  | Humidification (elec) | 0 | 0 | 0 | 0 | 0 | 0 | 0 | 0 | 0 | 0 | 0 | 0 | 0 | 0 | 0 | 0
BLD15PRE |  |  | Heat Recovery (elec) | 0 | 0 | 0 | 0 | 0 | 0 | 0 | 0 | 0 | 0 | 0 | 0 | 0 | 0 | 0 | 0
BLD15PRE |  |  | Water Systems (elec) | 0 | 0 | 0 | 0 | 0 | 0 | 0 | 0 | 0 | 0 | 0 | 0 | 0 | 0 | 0 | 0
BLD15PRE |  |  | Refrigeration (elec) | 1079.7529 | 991.6475 | 879.4725 | 890.7025 | 900.4829 | 794.7326 | 822.1915 | 832.1322 | 761.7269 | 780.5845 | 796.4213 | 731.0437 | 779.2307 | 706.8305 | 722.2415 | 680.1394
BLD15PRE |  |  | Generators (elec) | 0 | 0 | 0 | 0 | 0 | 0 | 0 | 0 | 0 | 0 | 0 | 0 | 0 | 0 | 0 | 0
BLD15PRE |  |  | Total End Uses | 1957.5822 | 1934.4789 | 1818.795 | 1818.3908 | 1664.3457 | 1750.2099 | 1585.7434 | 1764.114 | 1706.1943 | 1624.2648 | 1763.2529 | 1709.5979 | 1774.5665 | 1720.1677 | 1733.7967 | 1799.7053
BLD15PRE |  |  | Gas (MJ/m2)
BLD15PRE |  |  | Heating (gas) | 25.3565 | 243.8343 | 240.9042 | 466.5195 | 253.2727 | 370.0975 | 549.8626 | 760.5835 | 580.6415 | 777.6616 | 959.3043 | 763.5351 | 1180.9873 | 1018.8242 | 1471.9371 | 2277.8829
BLD15PRE |  |  | Cooling (gas) | 0 | 0 | 0 | 0 | 0 | 0 | 0 | 0 | 0 | 0 | 0 | 0 | 0 | 0 | 0 | 0
BLD15PRE |  |  | Interior Lighting (gas) | 0 | 0 | 0 | 0 | 0 | 0 | 0 | 0 | 0 | 0 | 0 | 0 | 0 | 0 | 0 | 0
BLD15PRE |  |  | Exterior Lighting (gas) | 0 | 0 | 0 | 0 | 0 | 0 | 0 | 0 | 0 | 0 | 0 | 0 | 0 | 0 | 0 | 0
BLD15PRE |  |  | Interior Equipment (gas) | 47.6298 | 47.6298 | 47.6298 | 47.6298 | 47.6298 | 47.6298 | 47.6298 | 47.6298 | 47.6298 | 47.6298 | 47.6298 | 47.6298 | 47.6298 | 47.6298 | 47.6298 | 47.6298
BLD15PRE |  |  | Exterior Equipment (gas) | 0 | 0 | 0 | 0 | 0 | 0 | 0 | 0 | 0 | 0 | 0 | 0 | 0 | 0 | 0 | 0
BLD15PRE |  |  | Fans (gas) | 0 | 0 | 0 | 0 | 0 | 0 | 0 | 0 | 0 | 0 | 0 | 0 | 0 | 0 | 0 | 0
BLD15PRE |  |  | Pumps (gas) | 0 | 0 | 0 | 0 | 0 | 0 | 0 | 0 | 0 | 0 | 0 | 0 | 0 | 0 | 0 | 0
BLD15PRE |  |  | Heat Rejection (gas) | 0 | 0 | 0 | 0 | 0 | 0 | 0 | 0 | 0 | 0 | 0 | 0 | 0 | 0 | 0 | 0
BLD15PRE |  |  | Humidification (gas) | 0 | 0 | 0 | 0 | 0 | 0 | 0 | 0 | 0 | 0 | 0 | 0 | 0 | 0 | 0 | 0
BLD15PRE |  |  | Heat Recovery (gas) | 0 | 0 | 0 | 0 | 0 | 0 | 0 | 0 | 0 | 0 | 0 | 0 | 0 | 0 | 0 | 0
BLD15PRE |  |  | Water Systems (gas) | 4.4154 | 4.8842 | 4.614 | 5.3387 | 5.2502 | 4.9416 | 5.6377 | 5.6951 | 5.6281 | 5.8793 | 6.006 | 5.9917 | 6.2787 | 6.3266 | 6.7236 | 7.2618
BLD15PRE |  |  | Refrigeration (gas) | 0 | 0 | 0 | 0 | 0 | 0 | 0 | 0 | 0 | 0 | 0 | 0 | 0 | 0 | 0 | 0
BLD15PRE |  |  | Generators (gas) | 0 | 0 | 0 | 0 | 0 | 0 | 0 | 0 | 0 | 0 | 0 | 0 | 0 | 0 | 0 | 0
BLD15PRE |  |  | Total End Uses | 77.4016 | 296.3483 | 293.1479 | 519.4856 | 306.1527 | 422.6665 | 603.13 | 813.9084 | 633.8993 | 831.1707 | 1012.9401 | 817.1542 | 1234.8934 | 1072.7805 | 1526.2881 | 2332.7744
BLD15PRE |  |  | Purchased Cooling (MJ/m2)
BLD15PRE |  |  | Heating | 0 | 0 | 0 | 0 | 0 | 0 | 0 | 0 | 0 | 0 | 0 | 0 | 0 | 0 | 0 | 0
BLD15PRE |  |  | Cooling | 0 | 0 | 0 | 0 | 0 | 0 | 0 | 0 | 0 | 0 | 0 | 0 | 0 | 0 | 0 | 0
BLD15PRE |  |  | Interior Lighting | 0 | 0 | 0 | 0 | 0 | 0 | 0 | 0 | 0 | 0 | 0 | 0 | 0 | 0 | 0 | 0
BLD15PRE |  |  | Exterior Lighting | 0 | 0 | 0 | 0 | 0 | 0 | 0 | 0 | 0 | 0 | 0 | 0 | 0 | 0 | 0 | 0
BLD15PRE |  |  | Interior Equipment | 0 | 0 | 0 | 0 | 0 | 0 | 0 | 0 | 0 | 0 | 0 | 0 | 0 | 0 | 0 | 0
BLD15PRE |  |  | Exterior Equipment | 0 | 0 | 0 | 0 | 0 | 0 | 0 | 0 | 0 | 0 | 0 | 0 | 0 | 0 | 0 | 0
BLD15PRE |  |  | Fans | 0 | 0 | 0 | 0 | 0 | 0 | 0 | 0 | 0 | 0 | 0 | 0 | 0 | 0 | 0 | 0
BLD15PRE |  |  | Pumps | 0 | 0 | 0 | 0 | 0 | 0 | 0 | 0 | 0 | 0 | 0 | 0 | 0 | 0 | 0 | 0
BLD15PRE |  |  | Heat Rejection | 0 | 0 | 0 | 0 | 0 | 0 | 0 | 0 | 0 | 0 | 0 | 0 | 0 | 0 | 0 | 0
BLD15PRE |  |  | Humidification | 0 | 0 | 0 | 0 | 0 | 0 | 0 | 0 | 0 | 0 | 0 | 0 | 0 | 0 | 0 | 0
BLD15PRE |  |  | Heat Recovery | 0 | 0 | 0 | 0 | 0 | 0 | 0 | 0 | 0 | 0 | 0 | 0 | 0 | 0 | 0 | 0
BLD15PRE |  |  | Water Systems | 0 | 0 | 0 | 0 | 0 | 0 | 0 | 0 | 0 | 0 | 0 | 0 | 0 | 0 | 0 | 0
BLD15PRE |  |  | Refrigeration | 0 | 0 | 0 | 0 | 0 | 0 | 0 | 0 | 0 | 0 | 0 | 0 | 0 | 0 | 0 | 0
BLD15PRE |  |  | Generators | 0 | 0 | 0 | 0 | 0 | 0 | 0 | 0 | 0 | 0 | 0 | 0 | 0 | 0 | 0 | 0
BLD15PRE |  |  | Total End Uses | 0 | 0 | 0 | 0 | 0 | 0 | 0 | 0 | 0 | 0 | 0 | 0 | 0 | 0 | 0 | 0
BLD15PRE |  |  | Purchased Heating (MJ/m2)
BLD15PRE |  |  | Heating | 0 | 0 | 0 | 0 | 0 | 0 | 0 | 0 | 0 | 0 | 0 | 0 | 0 | 0 | 0 | 0
BLD15PRE |  |  | Cooling | 0 | 0 | 0 | 0 | 0 | 0 | 0 | 0 | 0 | 0 | 0 | 0 | 0 | 0 | 0 | 0
BLD15PRE |  |  | Interior Lighting | 0 | 0 | 0 | 0 | 0 | 0 | 0 | 0 | 0 | 0 | 0 | 0 | 0 | 0 | 0 | 0
BLD15PRE |  |  | Exterior Lighting | 0 | 0 | 0 | 0 | 0 | 0 | 0 | 0 | 0 | 0 | 0 | 0 | 0 | 0 | 0 | 0
BLD15PRE |  |  | Interior Equipment | 0 | 0 | 0 | 0 | 0 | 0 | 0 | 0 | 0 | 0 | 0 | 0 | 0 | 0 | 0 | 0
BLD15PRE |  |  | Exterior Equipment | 0 | 0 | 0 | 0 | 0 | 0 | 0 | 0 | 0 | 0 | 0 | 0 | 0 | 0 | 0 | 0
BLD15PRE |  |  | Fans | 0 | 0 | 0 | 0 | 0 | 0 | 0 | 0 | 0 | 0 | 0 | 0 | 0 | 0 | 0 | 0
BLD15PRE |  |  | Pumps | 0 | 0 | 0 | 0 | 0 | 0 | 0 | 0 | 0 | 0 | 0 | 0 | 0 | 0 | 0 | 0
BLD15PRE |  |  | Heat Rejection | 0 | 0 | 0 | 0 | 0 | 0 | 0 | 0 | 0 | 0 | 0 | 0 | 0 | 0 | 0 | 0
BLD15PRE |  |  | Humidification | 0 | 0 | 0 | 0 | 0 | 0 | 0 | 0 | 0 | 0 | 0 | 0 | 0 | 0 | 0 | 0
BLD15PRE |  |  | Heat Recovery | 0 | 0 | 0 | 0 | 0 | 0 | 0 | 0 | 0 | 0 | 0 | 0 | 0 | 0 | 0 | 0
BLD15PRE |  |  | Water Systems | 0 | 0 | 0 | 0 | 0 | 0 | 0 | 0 | 0 | 0 | 0 | 0 | 0 | 0 | 0 | 0
BLD15PRE |  |  | Refrigeration | 0 | 0 | 0 | 0 | 0 | 0 | 0 | 0 | 0 | 0 | 0 | 0 | 0 | 0 | 0 | 0
BLD15PRE |  |  | Generators | 0 | 0 | 0 | 0 | 0 | 0 | 0 | 0 | 0 | 0 | 0 | 0 | 0 | 0 | 0 | 0
BLD15PRE |  |  | Total End Uses | 0 | 0 | 0 | 0 | 0 | 0 | 0 | 0 | 0 | 0 | 0 | 0 | 0 | 0 | 0 | 0
BLD15PRE |  |  | Total Building (MJ/m2) | 2034.9838 | 2230.8272 | 2111.9406 | 2337.8763 | 1970.4984 | 2172.8788 | 2188.8734 | 2578.0223 | 2340.0936 | 2455.4331 | 2776.193 | 2526.7521 | 3009.4599 | 2792.9482 | 3260.0848 | 4132.4821
BLD15PRE |  | Peak Energy Demand
BLD15PRE |  |  | Electricity Peak Demand (kW)
BLD15PRE |  |  | Jan | 409.4119 | 407.1366 | 352.7982 | 389.1326 | 355.0355 | 353.8 | 356.4097 | 370.9484 | 355.2745 | 360.7274 | 362.4227 | 366.2861 | 364.082 | 369.5726 | 364.8076 | 383.2096
BLD15PRE |  |  | Feb | 424.5533 | 396.684 | 359.9394 | 376.7475 | 365.2618 | 366.0313 | 361.8053 | 361.5202 | 356.9243 | 351.4209 | 363.52 | 362.2014 | 363.55 | 376.5316 | 369.9912 | 380.9807
BLD15PRE |  |  | Mar | 418.562 | 409.2555 | 400.3834 | 379.1476 | 361.6405 | 354.0466 | 349.5197 | 399.4182 | 361.1634 | 361.2334 | 374.9541 | 369.5463 | 374.2505 | 371.2203 | 371.36 | 384.4268
BLD15PRE |  |  | Apr | 423.302 | 449.4805 | 408.166 | 412.1188 | 364.0274 | 417.7716 | 359.9766 | 386.4599 | 380.1726 | 366.4069 | 388.8618 | 387.0234 | 383.945 | 377.7418 | 378.6112 | 383.7726
BLD15PRE |  |  | May | 450.4034 | 475.4594 | 455.2994 | 451.1834 | 384.4091 | 443.8299 | 363.4916 | 421.6482 | 414.1968 | 376.5068 | 429.2678 | 410.4305 | 460.9182 | 392.3645 | 388.6006 | 402.4725
BLD15PRE |  |  | Jun | 472.8605 | 480.116 | 532.8215 | 472.0009 | 381.4736 | 511.2738 | 377.409 | 492.6966 | 438.4797 | 389.7474 | 481.9452 | 441.8732 | 480.7122 | 444.5167 | 440.3243 | 426.6414
BLD15PRE |  |  | Jul | 468.2311 | 500.0914 | 523.5052 | 500.1732 | 402.1464 | 500.7442 | 397.6948 | 523.2737 | 452.4031 | 405.7308 | 507.6161 | 458.1969 | 483.0501 | 456.1959 | 472.277 | 434.8567
BLD15PRE |  |  | Aug | 458.3723 | 505.8387 | 527.4082 | 477.2629 | 416.9884 | 509.9073 | 386.0632 | 495.0368 | 457.9856 | 400.6522 | 485.6344 | 461.7261 | 480.888 | 442.8803 | 453.7624 | 428.9911
BLD15PRE |  |  | Sep | 458.2743 | 496.0633 | 483.6712 | 449.5892 | 412.1598 | 486.5206 | 400.9129 | 444.8296 | 411.3368 | 424.761 | 451.1713 | 420.2319 | 423.5485 | 422.311 | 405.0141 | 394.7134
BLD15PRE |  |  | Oct | 458.7514 | 447.1886 | 420.5103 | 402.8328 | 389.8189 | 427.8741 | 362.6743 | 416.2759 | 391.8904 | 371.607 | 413.3405 | 388.7453 | 391.2936 | 381.6332 | 386.2328 | 390.7489
BLD15PRE |  |  | Nov | 429.1603 | 421.9153 | 386.0853 | 386.8796 | 374.5542 | 361.7758 | 363.9341 | 402.577 | 362.7939 | 374.1819 | 412.3218 | 365.5211 | 378.1295 | 370.7567 | 387.7716 | 381.4895
BLD15PRE |  |  | Dec | 409.4377 | 415.8335 | 369.0718 | 386.5629 | 361.8013 | 352.6172 | 356.1179 | 371.8836 | 353.9053 | 354.7543 | 369.4781 | 361.0277 | 367.7511 | 367.7744 | 368.8859 | 397.8326
BLD15PRE |  |  | Time of Peak Electrical Demand
BLD15PRE |  |  | Jan | 06-JAN-11:00 | 20-JAN-18:15 | 05-JAN-18:15 | 24-JAN-18:15 | 10-JAN-18:15 | 23-JAN-11:15 | 05-JAN-18:15 | 09-JAN-11:15 | 02-JAN-11:15 | 14-JAN-11:15 | 17-JAN-11:15 | 23-JAN-11:15 | 30-JAN-11:15 | 23-JAN-11:15 | 13-JAN-11:15 | 21-JAN-11:15
BLD15PRE |  |  | Feb | 23-FEB-11:00 | 15-FEB-18:15 | 14-FEB-18:15 | 21-FEB-11:15 | 13-FEB-11:45 | 10-FEB-18:15 | 15-FEB-18:15 | 13-FEB-11:15 | 17-FEB-11:15 | 21-FEB-11:15 | 28-FEB-11:15 | 11-FEB-11:15 | 21-FEB-11:15 | 02-FEB-18:15 | 21-FEB-11:15 | 27-FEB-11:15
BLD15PRE |  |  | Mar | 04-MAR-11:00 | 25-MAR-10:00 | 17-MAR-17:15 | 29-MAR-17:15 | 04-MAR-11:45 | 16-MAR-10:15 | 01-MAR-11:15 | 09-MAR-18:15 | 08-MAR-18:15 | 30-MAR-10:15 | 14-MAR-17:15 | 27-MAR-10:45 | 29-MAR-10:15 | 31-MAR-10:15 | 30-MAR-10:15 | 09-MAR-11:15
BLD15PRE |  |  | Apr | 03-APR-10:45 | 29-APR-10:00 | 26-APR-17:15 | 14-APR-17:15 | 08-APR-10:45 | 21-APR-17:15 | 29-APR-10:45 | 04-APR-17:15 | 21-APR-17:15 | 29-APR-10:15 | 10-APR-10:15 | 26-APR-10:45 | 15-APR-10:45 | 24-APR-10:15 | 14-APR-10:15 | 14-APR-10:15
BLD15PRE |  |  | May | 24-MAY-10:00 | 26-MAY-17:15 | 30-MAY-17:15 | 31-MAY-17:15 | 30-MAY-10:45 | 31-MAY-17:15 | 17-MAY-10:45 | 15-MAY-17:15 | 31-MAY-17:15 | 06-MAY-10:45 | 30-MAY-17:15 | 23-MAY-10:45 | 27-MAY-14:00 | 16-MAY-17:15 | 27-MAY-10:45 | 31-MAY-10:15
BLD15PRE |  |  | Jun | 26-JUN-10:00 | 30-JUN-10:00 | 28-JUN-17:15 | 19-JUN-10:45 | 28-JUN-10:45 | 28-JUN-10:45 | 16-JUN-10:45 | 30-JUN-17:15 | 29-JUN-10:45 | 28-JUN-10:45 | 08-JUN-10:00 | 28-JUN-10:45 | 29-JUN-17:15 | 30-JUN-17:15 | 14-JUN-17:15 | 21-JUN-17:15
BLD15PRE |  |  | Jul | 11-JUL-10:00 | 18-JUL-12:00 | 19-JUL-17:15 | 03-JUL-17:15 | 29-JUL-10:45 | 25-JUL-17:15 | 03-JUL-10:45 | 25-JUL-10:00 | 31-JUL-17:15 | 31-JUL-17:15 | 14-JUL-10:00 | 17-JUL-10:45 | 13-JUL-17:15 | 21-JUL-17:15 | 08-JUL-10:00 | 21-JUL-17:15
BLD15PRE |  |  | Aug | 21-AUG-13:00 | 31-AUG-10:00 | 01-AUG-17:15 | 17-AUG-10:00 | 08-AUG-10:45 | 05-AUG-10:45 | 15-AUG-10:45 | 17-AUG-10:00 | 01-AUG-10:45 | 18-AUG-17:15 | 04-AUG-17:15 | 30-AUG-10:45 | 25-AUG-17:15 | 09-AUG-17:15 | 12-AUG-10:00 | 15-AUG-17:15
BLD15PRE |  |  | Sep | 26-SEP-10:00 | 16-SEP-10:00 | 12-SEP-17:15 | 11-SEP-10:00 | 09-SEP-10:45 | 01-SEP-10:45 | 29-SEP-10:45 | 09-SEP-10:45 | 13-SEP-17:15 | 02-SEP-14:00 | 06-SEP-10:45 | 01-SEP-17:15 | 14-SEP-17:15 | 01-SEP-17:15 | 08-SEP-17:15 | 01-SEP-10:15
BLD15PRE |  |  | Oct | 07-OCT-10:00 | 30-OCT-10:00 | 13-OCT-17:15 | 12-OCT-15:00 | 19-OCT-10:45 | 06-OCT-10:45 | 27-OCT-17:15 | 03-OCT-10:00 | 03-OCT-10:45 | 18-OCT-17:15 | 31-OCT-17:15 | 05-OCT-10:45 | 14-OCT-10:15 | 06-OCT-17:15 | 07-OCT-10:15 | 02-OCT-10:15
BLD15PRE |  |  | Nov | 01-NOV-10:00 | 27-NOV-18:15 | 13-NOV-11:45 | 28-NOV-18:15 | 20-NOV-11:45 | 21-NOV-18:15 | 16-NOV-18:15 | 04-NOV-10:45 | 10-NOV-11:15 | 03-NOV-17:15 | 02-NOV-17:15 | 16-NOV-11:15 | 02-NOV-17:15 | 01-NOV-10:15 | 09-NOV-11:15 | 14-NOV-11:15
BLD15PRE |  |  | Dec | 16-DEC-11:00 | 02-DEC-11:00 | 13-DEC-18:15 | 04-DEC-18:15 | 04-DEC-18:15 | 05-DEC-11:45 | 14-DEC-18:15 | 23-DEC-11:15 | 22-DEC-11:15 | 05-DEC-11:15 | 12-DEC-18:15 | 30-DEC-11:15 | 02-DEC-11:15 | 29-DEC-11:15 | 02-DEC-11:15 | 18-DEC-11:15
BLD15PRE |  | Source Energy
BLD15PRE |  |  | Total Source Energy (GJ) | 27500.5 | 30727.31 | 25389.78 | 27945.83 | 22933.59 | 28103.51 | 23272.34 | 30090.23 | 26562.12 | 15624.05 | 30764.87 | 27445.97 | 31137.22 | 29895.92 | 31881.71 | 37526.53
BLD15PRE |  |  | Total Source Energy (MJ/m2) | 6577.82 | 7349.64 | 6072.96 | 6684.34 | 5485.46 | 6722.05 | 5566.49 | 7197.25 | 6353.37 | 3737.1 | 7358.62 | 6564.77 | 7447.68 | 7150.78 | 7625.76 | 8975.93
BLD15PRE |  | Water Consumption (m3)
BLD15PRE |  |  | Cooling | 0 | 0 | 0 | 0 | 0 | 0 | 0 | 0 | 0 | 0 | 0 | 0 | 0 | 0 | 0 | 0
BLD15PRE |  |  | Heat Rejection | 0 | 0 | 0 | 0 | 0 | 0 | 0 | 0 | 0 | 0 | 0 | 0 | 0 | 0 | 0 | 0
BLD15PRE |  |  | Water Systems | 87.12 | 87.12 | 87.12 | 87.12 | 87.12 | 87.12 | 87.12 | 87.12 | 87.12 | 87.12 | 87.12 | 87.12 | 87.12 | 87.12 | 87.12 | 87.12
BLD15PRE |  |  | Total Building | 87.12 | 87.12 | 87.12 | 87.12 | 87.12 | 87.12 | 87.12 | 87.12 | 87.12 | 87.12 | 87.12 | 87.12 | 87.12 | 87.12 | 87.12 | 87.12
BLD15PRE |  | Emissions
BLD15PRE |  |  | Carbon Equivalent (kg) | 629314.8248 | 771710.0903 | 659728.3874 | 689661.5693 | 248965.843 | 717401.5551 | 260687.3715 | 614219.424 | 857211.2137 | 200050.2316 | 1168110 | 872641.5681 | 798517.0424 | 810906.7586 | 804278.6796 | 763984.9075
BLD15PRE |  |  | CO2 (kg) | 1460560 | 1944930 | 1563360 | 1589520 | 669759.9342 | 1715770 | 705965.8384 | 1417090 | 2024100 | 507406.0903 | 2739580 | 2067780 | 1895250 | 1931620 | 1921360 | 1981360
BLD15PRE |  |  | NOX (kg) | 2561.4238 | 2530.1901 | 2592.3822 | 2953.5942 | 576.6376 | 2746.3355 | 610.9916 | 2639.82 | 3434.4658 | 688.7434 | 4787.0397 | 3477.3053 | 3211.8374 | 3226.1703 | 3201.2799 | 2306.9944
BLD15PRE |  |  | SO2 (kg) | 9731.1504 | 10716.473 | 8493.9918 | 7412.8315 | 5624.7218 | 11181.2531 | 5359.4295 | 7479.5574 | 8653.3341 | 1458.8962 | 13801.1312 | 8670.7981 | 4865.3384 | 5335.2594 | 4753.9157 | 10641.8255
BLD15PRE |  |  | PM (kg) | 0 | 0 | 0 | 0 | 0 | 0 | 0 | 0 | 0 | 0 | 0 | 0 | 0 | 0 | 0 | 0
BLD15PRE |  |  | Hg (kg) | 0.0444 | 0.0302 | 0.0232 | 0.0273 | 0.0027 | 0.0211 | 0.0027 | 0.0305 | 0.034 | 0.006 | 0.042 | 0.0341 | 0.036 | 0.0375 | 0.0353 | 0.037
BLD15PRE |  |  | Water for Electricity (m3) | 1204.35 | 3655.43 | 62742.3 | 13184.9 | 33936.6 | 55761.6 | 32333.9 | 465.1363 | 8997.39 | 19272 | 3176.92 | 9015.34 | 3197.3 | 126542 | 3123.84 | 2135.37
BLD15PST |  | Program
BLD15PST |  |  | ASHRAE 90.1-2004 Climate Zone | 1A | 2A | 2B | 3A | 3B-CA | 3B | 3C | 4A | 4B | 4C | 5A | 5B | 6A | 6B | 7 | 8
BLD15PST |  |  | Available Fuel Types | gas, electricity | gas, electricity | gas, electricity | gas, electricity | gas, electricity | gas, electricity | gas, electricity | gas, electricity | gas, electricity | gas, electricity | gas, electricity | gas, electricity | gas, electricity | gas, electricity | gas, electricity | gas, electricity
BLD15PST |  | Fabric
BLD15PST |  |  | Exterior walls
BLD15PST | TypeWall |  | Construction Type | Mass wall | Mass wall | Mass wall | Mass wall | Mass wall | Mass wall | Mass wall | Mass wall | Mass wall | Mass wall | Mass wall | Mass wall | Mass wall | Mass wall | Mass wall | Mass wall
BLD15PST | RvalWall |  | R-value (m2·K / W) | 0.4207 | 0.51787 | 0.42955 | 0.60716 | 0.4207 | 0.60716 | 0.4207 | 1.4684 | 0.92678 | 1.7606 | 1.7606 | 1.2579 | 2.4814 | 2.2272 | 2.8902 | 3.7453
BLD15PST |  |  | Roof
BLD15PST | TypeRoof |  | Construction Type | IEAD | IEAD | IEAD | IEAD | IEAD | IEAD | IEAD | IEAD | IEAD | IEAD | IEAD | IEAD | IEAD | IEAD | IEAD | IEAD
BLD15PST | RvalRoof |  | R-value (m2·K / W) | 2.3753 | 2.6667 | 3.8314 | 2.445 | 1.7575 | 3.663 | 1.996 | 3.0303 | 2.9851 | 2.7473 | 3.3784 | 3.5088 | 3.9683 | 3.6496 | 4.4053 | 5.7471
BLD15PST |  |  | Window
BLD15PST | Uwindow |  | U-Factor (W / m2·K) | 5.835 | 5.835 | 5.835 | 4.092 | 5.835 | 5.835 | 4.092 | 3.354 | 4.092 | 4.092 | 3.354 | 3.354 | 2.956 | 2.956 | 2.956 | 2.956
BLD15PST | SHGC |  | SHGC | 0.251 | 0.251 | 0.251 | 0.255 | 0.44 | 0.251 | 0.392 | 0.355 | 0.362 | 0.392 | 0.385 | 0.385 | 0.385 | 0.385 | 0.487 | 0.616
BLD15PST |  |  | Visible transmittance | 0.11 | 0.11 | 0.11 | 0.129 | 0.272 | 0.11 | 0.253 | 0.274 | 0.225 | 0.253 | 0.305 | 0.305 | 0.305 | 0.305 | 0.409 | 0.541
BLD15PST |  |  | Skylights/TDD
BLD15PST |  |  | U-Factor (W / m2·K) | n/a | n/a | n/a | n/a | n/a | n/a | n/a | n/a | n/a | n/a | n/a | n/a | n/a | n/a | n/a | n/a
BLD15PST |  |  | SHGC | n/a | n/a | n/a | n/a | n/a | n/a | n/a | n/a | n/a | n/a | n/a | n/a | n/a | n/a | n/a | n/a
BLD15PST |  |  | Visible transmittance | n/a | n/a | n/a | n/a | n/a | n/a | n/a | n/a | n/a | n/a | n/a | n/a | n/a | n/a | n/a | n/a
BLD15PST |  |  | Foundation
BLD15PST |  |  | Foundation Type | Mass Floor | Mass Floor | Mass Floor | Mass Floor | Mass Floor | Mass Floor | Mass Floor | Mass Floor | Mass Floor | Mass Floor | Mass Floor | Mass Floor | Mass Floor | Mass Floor | Mass Floor | Mass Floor
BLD15PST |  |  | Construction | 4 in slab-on-grade | 4 in slab-on-grade | 4 in slab-on-grade | 4 in slab-on-grade | 4 in slab-on-grade | 4 in slab-on-grade | 4 in slab-on-grade | 4 in slab-on-grade | 4 in slab-on-grade | 4 in slab-on-grade | 4 in slab-on-grade | 4 in slab-on-grade | 4 in slab-on-grade | 4 in slab-on-grade | 4 in slab-on-grade | 4 in slab-on-grade
BLD15PST |  |  | R-value (m2·K / W) | 0.32051 | 0.32051 | 0.32051 | 0.32051 | 0.32051 | 0.32051 | 0.32051 | 0.32051 | 0.32051 | 0.32051 | 0.32051 | 0.32051 | 0.32051 | 0.32051 | 0.32051 | 0.32051
BLD15PST |  | HVAC
BLD15PST |  |  | HVAC Sizing
BLD15PST | HVAC |  | Air Conditioning (kW) | 431.2655 | 596.9167 | 521.782 | 667.508 | 450.118 | 529.9837 | 391.5268 | 678.3303 | 498.981 | 472.3066 | 806.9485 | 586.6351 | 871.4407 | 638.9976 | 867.7241 | 758.4685
BLD15PST |  |  | PSZ-AC:1_COOLC DXCOIL | 13.3734 | 16.9679 | 12.5507 | 18.9929 | 10.0311 | 13.5037 | 10.5407 | 19.9911 | 15.3161 | 11.8544 | 25.5648 | 19.0028 | 27.5551 | 20.3898 | 28.1029 | 24.7269
BLD15PST |  |  | PSZ-AC:2_COOLC DXCOIL | 61.1083 | 95.9387 | 77.0643 | 112.0212 | 60.2748 | 81.9983 | 60.5341 | 112.6803 | 87.1701 | 70.5528 | 139.6932 | 114.718 | 152.7477 | 115.8985 | 161.0179 | 134.1762
BLD15PST |  |  | PSZ-AC:3_COOLC DXCOIL | 61.8738 | 60.2691 | 62.6085 | 61.4404 | 58.4893 | 49.4639 | 38.0355 | 59.0077 | 38.1691 | 33.5014 | 59.2562 | 36.8913 | 59.9621 | 37.4723 | 37.8469 | 45.4988
BLD15PST |  |  | PSZ-AC:4_COOLC DXCOIL | 174.3553 | 272.0006 | 239.4068 | 316.1885 | 216.7277 | 266.8228 | 190.4173 | 328.848 | 237.5203 | 257.6877 | 398.515 | 279.2235 | 434.0271 | 313.7723 | 443.1998 | 370.1638
BLD15PST |  |  | PSZ-AC:5_COOLC DXCOIL | 65.8108 | 98.0122 | 79.1842 | 114.8374 | 63.3545 | 79.27 | 57.4627 | 115.9589 | 82.8182 | 64.9793 | 142.6504 | 99.1567 | 155.7517 | 111.762 | 158.846 | 135.6413
BLD15PST |  |  | PSZ-AC:6_COOLC DXCOIL | 54.7438 | 53.7282 | 50.9675 | 44.0276 | 41.2406 | 38.9249 | 34.5366 | 41.8444 | 37.9872 | 33.7312 | 41.2689 | 37.6429 | 41.3972 | 39.7027 | 38.7105 | 48.2614
BLD15PST | HEAT |  | Heating (kW) | 534.9608 | 784.3207 | 660.4082 | 877.3631 | 594.799 | 729.9536 | 649.0181 | 944.3516 | 796.9987 | 773.3011 | 1135.6242 | 954.0278 | 1237.0069 | 1157.1011 | 1258.7406 | 1662.1965
BLD15PST |  |  | PSZ-AC:1_HEATC | 14.5025 | 18.4783 | 15.1986 | 21.2945 | 13.1798 | 17.2138 | 15.7418 | 21.148 | 19.1326 | 17.182 | 26.1822 | 23.2125 | 28.1556 | 27.2891 | 29.0774 | 37.8498
BLD15PST |  |  | PSZ-AC:2_HEATC | 64.432 | 102.5903 | 84.722 | 117.5308 | 75.2137 | 95.608 | 87.8041 | 122.8822 | 106.8576 | 100.3591 | 150.9009 | 130.4365 | 164.585 | 157.1636 | 170.1238 | 220.8954
BLD15PST |  |  | PSZ-AC:3_HEATC | 96.4669 | 124.0466 | 108.72 | 136.415 | 94.8416 | 112.1297 | 87.3791 | 145.8418 | 112.4441 | 107.4196 | 171.0909 | 129.7323 | 187.1013 | 159.8348 | 175.5544 | 269.9535
BLD15PST |  |  | PSZ-AC:4_HEATC | 217.1631 | 351.309 | 287.8867 | 399.5504 | 261.8614 | 333.3273 | 299.5163 | 439.854 | 377.9613 | 369.9372 | 535.9513 | 458.7106 | 586.2508 | 558.4637 | 607.1437 | 774.9328
BLD15PST |  |  | PSZ-AC:5_HEATC | 78.1258 | 121.2993 | 99.4301 | 138.5939 | 88.8582 | 113.2477 | 103.3982 | 148.8929 | 127.3817 | 122.2064 | 182.993 | 156.2078 | 200.2763 | 190.1096 | 207.1704 | 268.1273
BLD15PST |  |  | PSZ-AC:6_HEATC | 64.2705 | 66.5972 | 64.4507 | 63.9785 | 60.8444 | 58.427 | 55.1787 | 65.7327 | 53.2214 | 56.1969 | 68.506 | 55.7282 | 70.6379 | 64.2404 | 69.6708 | 90.4377
BLD15PST |  |  | HVAC Efficiency
BLD15PST | COP |  | Air Conditioning (COP) | 3.2832 | 3.2103 | 3.2099 | 3.2062 | 3.2745 | 3.2172 | 3.313 | 3.1999 | 3.2371 | 3.2345 | 3.1979 | 3.231 | 3.1969 | 3.2097 | 3.2115 | 3.1987
BLD15PST |  |  | PSZ-AC:1_COOLC DXCOIL | 3.67 | 3.67 | 3.67 | 3.67 | 3.67 | 3.67 | 3.67 | 3.5 | 3.67 | 3.67 | 3.5 | 3.67 | 3.5 | 3.5 | 3.5 | 3.5
BLD15PST |  |  | PSZ-AC:2_COOLC DXCOIL | 3.3 | 3.23 | 3.23 | 3.23 | 3.3 | 3.23 | 3.3 | 3.23 | 3.23 | 3.23 | 3.23 | 3.23 | 3.23 | 3.23 | 3.23 | 3.23
BLD15PST |  |  | PSZ-AC:3_COOLC DXCOIL | 3.3 | 3.3 | 3.3 | 3.3 | 3.3 | 3.3 | 3.5 | 3.3 | 3.5 | 3.5 | 3.3 | 3.5 | 3.3 | 3.5 | 3.5 | 3.3
BLD15PST |  |  | PSZ-AC:4_COOLC DXCOIL | 3.23 | 3.13 | 3.13 | 3.13 | 3.23 | 3.13 | 3.23 | 3.13 | 3.13 | 3.13 | 3.13 | 3.13 | 3.13 | 3.13 | 3.13 | 3.13
BLD15PST |  |  | PSZ-AC:5_COOLC DXCOIL | 3.3 | 3.23 | 3.23 | 3.23 | 3.3 | 3.23 | 3.3 | 3.23 | 3.23 | 3.3 | 3.23 | 3.23 | 3.23 | 3.23 | 3.23 | 3.23
BLD15PST |  |  | PSZ-AC:6_COOLC DXCOIL | 3.3 | 3.3 | 3.3 | 3.3 | 3.3 | 3.5 | 3.5 | 3.3 | 3.5 | 3.5 | 3.3 | 3.5 | 3.3 | 3.3 | 3.5 | 3.3
BLD15PST | EffHeat |  | Heating Efficiency (%) | 0.78535 | 0.78047 | 0.78241 | 0.78194 | 0.78249 | 0.78207 | 0.78219 | 0.78184 | 0.78182 | 0.7819 | 0.78046 | 0.78165 | 0.78046 | 0.78158 | 0.78046 | 0.78046
BLD15PST |  |  | PSZ-AC:1_HEATC | 0.8 | 0.8 | 0.8 | 0.8 | 0.8 | 0.8 | 0.8 | 0.8 | 0.8 | 0.8 | 0.8 | 0.8 | 0.8 | 0.8 | 0.8 | 0.8
BLD15PST |  |  | PSZ-AC:2_HEATC | 0.8 | 0.78 | 0.78 | 0.78 | 0.78 | 0.78 | 0.78 | 0.78 | 0.78 | 0.78 | 0.78 | 0.78 | 0.78 | 0.78 | 0.78 | 0.78
BLD15PST |  |  | PSZ-AC:3_HEATC | 0.78 | 0.78 | 0.78 | 0.78 | 0.78 | 0.78 | 0.78 | 0.78 | 0.78 | 0.78 | 0.78 | 0.78 | 0.78 | 0.78 | 0.78 | 0.78
BLD15PST |  |  | PSZ-AC:4_HEATC | 0.78 | 0.78 | 0.78 | 0.78 | 0.78 | 0.78 | 0.78 | 0.78 | 0.78 | 0.78 | 0.78 | 0.78 | 0.78 | 0.78 | 0.78 | 0.78
BLD15PST |  |  | PSZ-AC:5_HEATC | 0.78 | 0.78 | 0.78 | 0.78 | 0.78 | 0.78 | 0.78 | 0.78 | 0.78 | 0.78 | 0.78 | 0.78 | 0.78 | 0.78 | 0.78 | 0.78
BLD15PST |  |  | PSZ-AC:6_HEATC | 0.8 | 0.78 | 0.8 | 0.8 | 0.8 | 0.8 | 0.8 | 0.8 | 0.8 | 0.8 | 0.78 | 0.8 | 0.78 | 0.8 | 0.78 | 0.78
BLD15PST |  |  | HVAC Control - Economizer
BLD15PST |  |  | PSZ-AC:1_FAN | NoEconomizer | NoEconomizer | NoEconomizer | NoEconomizer | NoEconomizer | NoEconomizer | NoEconomizer | NoEconomizer | NoEconomizer | NoEconomizer | NoEconomizer | NoEconomizer | NoEconomizer | DifferentialDryBulb | NoEconomizer | NoEconomizer
BLD15PST |  |  | PSZ-AC:2_FAN | NoEconomizer | NoEconomizer | DifferentialDryBulb | NoEconomizer | DifferentialDryBulb | DifferentialDryBulb | DifferentialDryBulb | NoEconomizer | DifferentialDryBulb | DifferentialDryBulb | DifferentialDryBulb | DifferentialDryBulb | DifferentialDryBulb | DifferentialDryBulb | DifferentialDryBulb | DifferentialDryBulb
BLD15PST |  |  | PSZ-AC:3_FAN | NoEconomizer | NoEconomizer | DifferentialDryBulb | NoEconomizer | DifferentialDryBulb | DifferentialDryBulb | DifferentialDryBulb | NoEconomizer | DifferentialDryBulb | DifferentialDryBulb | DifferentialDryBulb | DifferentialDryBulb | DifferentialDryBulb | DifferentialDryBulb | NoEconomizer | DifferentialDryBulb
BLD15PST |  |  | PSZ-AC:4_FAN | NoEconomizer | NoEconomizer | DifferentialDryBulb | NoEconomizer | DifferentialDryBulb | DifferentialDryBulb | DifferentialDryBulb | NoEconomizer | DifferentialDryBulb | DifferentialDryBulb | DifferentialDryBulb | DifferentialDryBulb | DifferentialDryBulb | DifferentialDryBulb | DifferentialDryBulb | DifferentialDryBulb
BLD15PST |  |  | PSZ-AC:5_FAN | NoEconomizer | NoEconomizer | DifferentialDryBulb | NoEconomizer | DifferentialDryBulb | DifferentialDryBulb | DifferentialDryBulb | NoEconomizer | DifferentialDryBulb | DifferentialDryBulb | DifferentialDryBulb | DifferentialDryBulb | DifferentialDryBulb | DifferentialDryBulb | DifferentialDryBulb | DifferentialDryBulb
BLD15PST |  |  | PSZ-AC:6_FAN | NoEconomizer | NoEconomizer | DifferentialDryBulb | NoEconomizer | DifferentialDryBulb | DifferentialDryBulb | DifferentialDryBulb | NoEconomizer | DifferentialDryBulb | DifferentialDryBulb | DifferentialDryBulb | DifferentialDryBulb | DifferentialDryBulb | DifferentialDryBulb | NoEconomizer | DifferentialDryBulb
BLD15PST | Fan |  | Fan Max Flow Rate (m3/s ) | 19.54 | 26.19 | 23.98 | 29.43 | 21.73 | 26.62 | 22.96 | 29.75 | 31.51 | 25.76 | 34.96 | 36.12 | 37.57 | 39.98 | 39.03 | 47.59
BLD15PST |  |  | BAKERY EXHAUST FAN | 0.35 | 0.35 | 0.35 | 0.35 | 0.35 | 0.35 | 0.35 | 0.35 | 0.35 | 0.35 | 0.35 | 0.35 | 0.35 | 0.35 | 0.35 | 0.35
BLD15PST |  |  | DELI EXHAUST FAN | 0.34 | 0.34 | 0.34 | 0.34 | 0.34 | 0.34 | 0.34 | 0.34 | 0.34 | 0.34 | 0.34 | 0.34 | 0.34 | 0.34 | 0.34 | 0.34
BLD15PST |  |  | SALES EXHAUST FAN | 1.08 | 1.08 | 1.08 | 1.08 | 1.08 | 1.08 | 1.08 | 1.08 | 1.08 | 1.08 | 1.08 | 1.08 | 1.08 | 1.08 | 1.08 | 1.08
BLD15PST |  |  | PSZ-AC:1_FAN | 0.59 | 0.74 | 0.64 | 0.88 | 0.53 | 0.74 | 0.63 | 0.83 | 0.93 | 0.69 | 1.05 | 1.12 | 1.13 | 1.23 | 1.19 | 1.49
BLD15PST |  |  | PSZ-AC:2_FAN | 2.46 | 3.86 | 3.36 | 4.56 | 2.9 | 3.9 | 3.35 | 4.54 | 4.86 | 3.76 | 5.63 | 5.87 | 6.15 | 6.62 | 6.48 | 8.11
BLD15PST |  |  | PSZ-AC:3_FAN | 2.49 | 2.43 | 2.52 | 2.47 | 2.36 | 2.41 | 1.96 | 2.38 | 2.31 | 2.02 | 2.39 | 2.23 | 2.41 | 2.26 | 2.21 | 2.75
BLD15PST |  |  | PSZ-AC:4_FAN | 7.02 | 10.95 | 9.64 | 12.73 | 8.73 | 11.43 | 9.69 | 13.24 | 14.35 | 11.55 | 16.05 | 16.87 | 17.48 | 18.95 | 18.43 | 22.36
BLD15PST |  |  | PSZ-AC:5_FAN | 2.65 | 3.95 | 3.46 | 4.62 | 3.05 | 4.02 | 3.47 | 4.67 | 5 | 3.93 | 5.74 | 5.99 | 6.27 | 6.75 | 6.61 | 8.19
BLD15PST |  |  | PSZ-AC:6_FAN | 2.56 | 2.49 | 2.59 | 2.4 | 2.39 | 2.35 | 2.09 | 2.32 | 2.29 | 2.04 | 2.33 | 2.27 | 2.36 | 2.4 | 2.34 | 2.92
BLD15PST |  | Utility Costs
BLD15PST |  |  | Electric Utility Rates
BLD15PST |  |  | Average Annual Rate ($/kWh) | 0.080045 | 0.10782 | 0.076711 | 0.098692 | 0.1226 | 0.092381 | 0.14393 | 0.069249 | 0.037027 | 0.07077 | 0.096831 | 0.037026 | 0.054275 | 0.069699 | 0.054067 | 0.087959
BLD15PST |  |  | Total Cost ($/m2) | 43.4 | 57.47 | 37.75 | 49.44 | 56.83 | 43.97 | 63.42 | 33.46 | 17.26 | 31.65 | 46.93 | 17.33 | 26.43 | 32.84 | 25.63 | 42.8
BLD15PST |  |  | Gas Utility Rates
BLD15PST |  |  | Average Annual Rate ($/MJ) | 0.011442 | 0.0080767 | 0.0082525 | 0.0097122 | 0.0085558 | 0.0077386 | 0.0085045 | 0.0097149 | 0.00693 | 0.0083772 | 0.0083886 | 0.0069585 | 0.0078651 | 0.0082183 | 0.0078695 | 0.0041363
BLD15PST |  |  | Total Cost ($/m2) | 0.88 | 2.41 | 2.44 | 5.07 | 2.64 | 3.29 | 5.29 | 7.65 | 4.36 | 6.75 | 8.23 | 5.53 | 9.35 | 8.59 | 11.47 | 9.07
BLD15PST |  |  | Total Utility Costs
BLD15PST |  |  | Cost Intensity ($/m2) | 44.29 | 59.88 | 40.19 | 54.51 | 59.47 | 47.27 | 68.71 | 41.11 | 21.62 | 38.4 | 55.16 | 22.86 | 35.78 | 41.43 | 37.09 | 51.87
BLD15PST |  | Energy - End Uses
BLD15PST |  |  | Electricity (kWh)
BLD15PST |  |  | Heating | 0 | 0 | 0 | 0 | 0 | 0 | 0 | 0 | 0 | 0 | 0 | 0 | 0 | 0 | 0 | 0
BLD15PST |  |  | Cooling | 155175 | 128202.7778 | 147197.2222 | 71427.7778 | 14691.6667 | 109663.8889 | 3463.8889 | 49730.5556 | 41813.8889 | 5038.8889 | 31250 | 25033.3333 | 26300 | 15047.2222 | 9905.5556 | 2516.6667
BLD15PST |  |  | Interior Lighting | 420180.5556 | 420180.5556 | 420180.5556 | 420180.5556 | 420180.5556 | 420180.5556 | 420180.5556 | 420180.5556 | 420180.5556 | 420180.5556 | 420180.5556 | 420180.5556 | 420180.5556 | 420180.5556 | 420180.5556 | 420180.5556
BLD15PST |  |  | Exterior Lighting | 71716.6667 | 71591.6667 | 71569.4444 | 71688.8889 | 71677.7778 | 71608.3333 | 71527.7778 | 71602.7778 | 71591.6667 | 71483.3333 | 71505.5556 | 71516.6667 | 71561.1111 | 71475 | 71455.5556 | 71027.7778
BLD15PST |  |  | Interior Equipment | 218247.2222 | 218247.2222 | 218247.2222 | 218247.2222 | 218247.2222 | 218247.2222 | 218247.2222 | 218247.2222 | 218247.2222 | 218247.2222 | 218247.2222 | 218247.2222 | 218247.2222 | 218247.2222 | 218247.2222 | 218247.2222
BLD15PST |  |  | Exterior Equipment | 0 | 0 | 0 | 0 | 0 | 0 | 0 | 0 | 0 | 0 | 0 | 0 | 0 | 0 | 0 | 0
BLD15PST |  |  | Fans | 146575 | 237819.4444 | 179433.3333 | 278383.3333 | 167419.4444 | 247797.2222 | 174266.6667 | 293622.2222 | 312852.7778 | 248291.6667 | 360252.7778 | 373055.5556 | 394447.2222 | 423916.6667 | 423183.3333 | 532494.4444
BLD15PST |  |  | Pumps | 0 | 0 | 0 | 0 | 0 | 0 | 0 | 0 | 0 | 0 | 0 | 0 | 0 | 0 | 0 | 0
BLD15PST |  |  | Heat Rejection | 0 | 0 | 0 | 0 | 0 | 0 | 0 | 0 | 0 | 0 | 0 | 0 | 0 | 0 | 0 | 0
BLD15PST |  |  | Humidification | 0 | 0 | 0 | 0 | 0 | 0 | 0 | 0 | 0 | 0 | 0 | 0 | 0 | 0 | 0 | 0
BLD15PST |  |  | Heat Recovery | 0 | 0 | 0 | 0 | 0 | 0 | 0 | 0 | 0 | 0 | 0 | 0 | 0 | 0 | 0 | 0
BLD15PST |  |  | Water Systems | 0 | 0 | 0 | 0 | 0 | 0 | 0 | 0 | 0 | 0 | 0 | 0 | 0 | 0 | 0 | 0
BLD15PST |  |  | Refrigeration | 1255050 | 1152255.5556 | 1020994.4444 | 1034622.2222 | 1045725 | 922588.8889 | 954644.4444 | 966541.6667 | 884272.2222 | 906247.2222 | 924908.3333 | 848716.6667 | 904941.6667 | 820775 | 838747.2222 | 789936.1111
BLD15PST |  |  | Generators | 0 | 0 | 0 | 0 | 0 | 0 | 0 | 0 | 0 | 0 | 0 | 0 | 0 | 0 | 0 | 0
BLD15PST |  |  | Total End Uses | 2266944.4444 | 2228294.4444 | 2057622.2222 | 2094550 | 1937938.8889 | 1990083.3333 | 1842327.7778 | 2019922.2222 | 1948955.5556 | 1869486.1111 | 2026341.6667 | 1956747.2222 | 2035675 | 1969641.6667 | 1981716.6667 | 2034402.7778
BLD15PST |  |  | Gas (MJ)
BLD15PST |  |  | Heating | 104540 | 1027020 | 1016790 | 1959070 | 1069860 | 1559700 | 2375820 | 3070760 | 2407500 | 3146670 | 3875680 | 3099610 | 4743330 | 4144500 | 5863290 | 8936230
BLD15PST |  |  | Cooling | 0 | 0 | 0 | 0 | 0 | 0 | 0 | 0 | 0 | 0 | 0 | 0 | 0 | 0 | 0 | 0
BLD15PST |  |  | Interior Lighting | 0 | 0 | 0 | 0 | 0 | 0 | 0 | 0 | 0 | 0 | 0 | 0 | 0 | 0 | 0 | 0
BLD15PST |  |  | Exterior Lighting | 0 | 0 | 0 | 0 | 0 | 0 | 0 | 0 | 0 | 0 | 0 | 0 | 0 | 0 | 0 | 0
BLD15PST |  |  | Interior Equipment | 199130 | 199130 | 199130 | 199130 | 199130 | 199130 | 199130 | 199130 | 199130 | 199130 | 199130 | 199130 | 199130 | 199130 | 199130 | 199130
BLD15PST |  |  | Exterior Equipment | 0 | 0 | 0 | 0 | 0 | 0 | 0 | 0 | 0 | 0 | 0 | 0 | 0 | 0 | 0 | 0
BLD15PST |  |  | Fans | 0 | 0 | 0 | 0 | 0 | 0 | 0 | 0 | 0 | 0 | 0 | 0 | 0 | 0 | 0 | 0
BLD15PST |  |  | Pumps | 0 | 0 | 0 | 0 | 0 | 0 | 0 | 0 | 0 | 0 | 0 | 0 | 0 | 0 | 0 | 0
BLD15PST |  |  | Heat Rejection | 0 | 0 | 0 | 0 | 0 | 0 | 0 | 0 | 0 | 0 | 0 | 0 | 0 | 0 | 0 | 0
BLD15PST |  |  | Humidification | 0 | 0 | 0 | 0 | 0 | 0 | 0 | 0 | 0 | 0 | 0 | 0 | 0 | 0 | 0 | 0
BLD15PST |  |  | Heat Recovery | 0 | 0 | 0 | 0 | 0 | 0 | 0 | 0 | 0 | 0 | 0 | 0 | 0 | 0 | 0 | 0
BLD15PST |  |  | Water Systems | 18920 | 20930 | 19770 | 22870 | 22500 | 21170 | 24160 | 24400 | 24110 | 25200 | 25740 | 25670 | 26900 | 27110 | 28810 | 31130
BLD15PST |  |  | Refrigeration | 0 | 0 | 0 | 0 | 0 | 0 | 0 | 0 | 0 | 0 | 0 | 0 | 0 | 0 | 0 | 0
BLD15PST |  |  | Generators | 0 | 0 | 0 | 0 | 0 | 0 | 0 | 0 | 0 | 0 | 0 | 0 | 0 | 0 | 0 | 0
BLD15PST |  |  | Total End Uses | 322590 | 1247080 | 1235690 | 2181070 | 1291490 | 1779990 | 2599110 | 3294290 | 2630740 | 3370990 | 4100550 | 3324410 | 4969360 | 4370740 | 6091230 | 9166480
BLD15PST |  |  | Purchased Cooling (MJ)
BLD15PST |  |  | Heating | 0 | 0 | 0 | 0 | 0 | 0 | 0 | 0 | 0 | 0 | 0 | 0 | 0 | 0 | 0 | 0
BLD15PST |  |  | Cooling | 0 | 0 | 0 | 0 | 0 | 0 | 0 | 0 | 0 | 0 | 0 | 0 | 0 | 0 | 0 | 0
BLD15PST |  |  | Interior Lighting | 0 | 0 | 0 | 0 | 0 | 0 | 0 | 0 | 0 | 0 | 0 | 0 | 0 | 0 | 0 | 0
BLD15PST |  |  | Exterior Lighting | 0 | 0 | 0 | 0 | 0 | 0 | 0 | 0 | 0 | 0 | 0 | 0 | 0 | 0 | 0 | 0
BLD15PST |  |  | Interior Equipment | 0 | 0 | 0 | 0 | 0 | 0 | 0 | 0 | 0 | 0 | 0 | 0 | 0 | 0 | 0 | 0
BLD15PST |  |  | Exterior Equipment | 0 | 0 | 0 | 0 | 0 | 0 | 0 | 0 | 0 | 0 | 0 | 0 | 0 | 0 | 0 | 0
BLD15PST |  |  | Fans | 0 | 0 | 0 | 0 | 0 | 0 | 0 | 0 | 0 | 0 | 0 | 0 | 0 | 0 | 0 | 0
BLD15PST |  |  | Pumps | 0 | 0 | 0 | 0 | 0 | 0 | 0 | 0 | 0 | 0 | 0 | 0 | 0 | 0 | 0 | 0
BLD15PST |  |  | Heat Rejection | 0 | 0 | 0 | 0 | 0 | 0 | 0 | 0 | 0 | 0 | 0 | 0 | 0 | 0 | 0 | 0
BLD15PST |  |  | Humidification | 0 | 0 | 0 | 0 | 0 | 0 | 0 | 0 | 0 | 0 | 0 | 0 | 0 | 0 | 0 | 0
BLD15PST |  |  | Heat Recovery | 0 | 0 | 0 | 0 | 0 | 0 | 0 | 0 | 0 | 0 | 0 | 0 | 0 | 0 | 0 | 0
BLD15PST |  |  | Water Systems | 0 | 0 | 0 | 0 | 0 | 0 | 0 | 0 | 0 | 0 | 0 | 0 | 0 | 0 | 0 | 0
BLD15PST |  |  | Refrigeration | 0 | 0 | 0 | 0 | 0 | 0 | 0 | 0 | 0 | 0 | 0 | 0 | 0 | 0 | 0 | 0
BLD15PST |  |  | Generators | 0 | 0 | 0 | 0 | 0 | 0 | 0 | 0 | 0 | 0 | 0 | 0 | 0 | 0 | 0 | 0
BLD15PST |  |  | Total End Uses | 0 | 0 | 0 | 0 | 0 | 0 | 0 | 0 | 0 | 0 | 0 | 0 | 0 | 0 | 0 | 0
BLD15PST |  |  | Purchased Heating (MJ)
BLD15PST |  |  | Heating | 0 | 0 | 0 | 0 | 0 | 0 | 0 | 0 | 0 | 0 | 0 | 0 | 0 | 0 | 0 | 0
BLD15PST |  |  | Cooling | 0 | 0 | 0 | 0 | 0 | 0 | 0 | 0 | 0 | 0 | 0 | 0 | 0 | 0 | 0 | 0
BLD15PST |  |  | Interior Lighting | 0 | 0 | 0 | 0 | 0 | 0 | 0 | 0 | 0 | 0 | 0 | 0 | 0 | 0 | 0 | 0
BLD15PST |  |  | Exterior Lighting | 0 | 0 | 0 | 0 | 0 | 0 | 0 | 0 | 0 | 0 | 0 | 0 | 0 | 0 | 0 | 0
BLD15PST |  |  | Interior Equipment | 0 | 0 | 0 | 0 | 0 | 0 | 0 | 0 | 0 | 0 | 0 | 0 | 0 | 0 | 0 | 0
BLD15PST |  |  | Exterior Equipment | 0 | 0 | 0 | 0 | 0 | 0 | 0 | 0 | 0 | 0 | 0 | 0 | 0 | 0 | 0 | 0
BLD15PST |  |  | Fans | 0 | 0 | 0 | 0 | 0 | 0 | 0 | 0 | 0 | 0 | 0 | 0 | 0 | 0 | 0 | 0
BLD15PST |  |  | Pumps | 0 | 0 | 0 | 0 | 0 | 0 | 0 | 0 | 0 | 0 | 0 | 0 | 0 | 0 | 0 | 0
BLD15PST |  |  | Heat Rejection | 0 | 0 | 0 | 0 | 0 | 0 | 0 | 0 | 0 | 0 | 0 | 0 | 0 | 0 | 0 | 0
BLD15PST |  |  | Humidification | 0 | 0 | 0 | 0 | 0 | 0 | 0 | 0 | 0 | 0 | 0 | 0 | 0 | 0 | 0 | 0
BLD15PST |  |  | Heat Recovery | 0 | 0 | 0 | 0 | 0 | 0 | 0 | 0 | 0 | 0 | 0 | 0 | 0 | 0 | 0 | 0
BLD15PST |  |  | Water Systems | 0 | 0 | 0 | 0 | 0 | 0 | 0 | 0 | 0 | 0 | 0 | 0 | 0 | 0 | 0 | 0
BLD15PST |  |  | Refrigeration | 0 | 0 | 0 | 0 | 0 | 0 | 0 | 0 | 0 | 0 | 0 | 0 | 0 | 0 | 0 | 0
BLD15PST |  |  | Generators | 0 | 0 | 0 | 0 | 0 | 0 | 0 | 0 | 0 | 0 | 0 | 0 | 0 | 0 | 0 | 0
BLD15PST |  |  | Total End Uses | 0 | 0 | 0 | 0 | 0 | 0 | 0 | 0 | 0 | 0 | 0 | 0 | 0 | 0 | 0 | 0
BLD15PST |  |  | Total Building (MJ) | 8483580 | 9268940 | 8643130 | 9721450 | 8268070 | 8944290 | 9231490 | 10566010 | 9646980 | 10101140 | 11395380 | 10368700 | 12297790 | 11461450 | 13225410 | 16490330
BLD15PST |  | Energy - End Use Intensities
BLD15PST |  |  | Electricity (MJ/m2)
BLD15PST |  |  | Heating (elec) | 0 | 0 | 0 | 0 | 0 | 0 | 0 | 0 | 0 | 0 | 0 | 0 | 0 | 0 | 0 | 0
BLD15PST |  |  | Cooling (elec) | 133.6183 | 110.393 | 126.7488 | 61.5051 | 12.6507 | 94.4295 | 2.9827 | 42.8221 | 36.0052 | 4.3389 | 26.9088 | 21.5557 | 22.6464 | 12.9569 | 8.5295 | 2.1671
BLD15PST |  |  | Interior Lighting (elec) | 361.8096 | 361.8096 | 361.8096 | 361.8096 | 361.8096 | 361.8096 | 361.8096 | 361.8096 | 361.8096 | 361.8096 | 361.8096 | 361.8096 | 361.8096 | 361.8096 | 361.8096 | 361.8096
BLD15PST |  |  | Exterior Lighting (elec) | 61.7539 | 61.6462 | 61.6271 | 61.73 | 61.7204 | 61.6606 | 61.5912 | 61.6558 | 61.6462 | 61.553 | 61.5721 | 61.5817 | 61.6199 | 61.5458 | 61.529 | 61.1607
BLD15PST |  |  | Interior Equipment (elec) | 187.9286 | 187.9286 | 187.9286 | 187.9286 | 187.9286 | 187.9286 | 187.9286 | 187.9286 | 187.9286 | 187.9286 | 187.9286 | 187.9286 | 187.9286 | 187.9286 | 187.9286 | 187.9286
BLD15PST |  |  | Exterior Equipment (elec) | 0 | 0 | 0 | 0 | 0 | 0 | 0 | 0 | 0 | 0 | 0 | 0 | 0 | 0 | 0 | 0
BLD15PST |  |  | Fans (elec) | 126.213 | 204.7819 | 154.5067 | 239.7107 | 144.1617 | 213.3735 | 150.0578 | 252.8326 | 269.3917 | 213.7993 | 310.2069 | 321.2312 | 339.6511 | 365.0267 | 364.3952 | 458.521
BLD15PST |  |  | Pumps (elec) | 0 | 0 | 0 | 0 | 0 | 0 | 0 | 0 | 0 | 0 | 0 | 0 | 0 | 0 | 0 | 0
BLD15PST |  |  | Heat Rejection (elec) | 0 | 0 | 0 | 0 | 0 | 0 | 0 | 0 | 0 | 0 | 0 | 0 | 0 | 0 | 0 | 0
BLD15PST |  |  | Humidification (elec) | 0 | 0 | 0 | 0 | 0 | 0 | 0 | 0 | 0 | 0 | 0 | 0 | 0 | 0 | 0 | 0
BLD15PST |  |  | Heat Recovery (elec) | 0 | 0 | 0 | 0 | 0 | 0 | 0 | 0 | 0 | 0 | 0 | 0 | 0 | 0 | 0 | 0
BLD15PST |  |  | Water Systems (elec) | 0 | 0 | 0 | 0 | 0 | 0 | 0 | 0 | 0 | 0 | 0 | 0 | 0 | 0 | 0 | 0
BLD15PST |  |  | Refrigeration (elec) | 1080.7001 | 992.1857 | 879.1592 | 890.8938 | 900.4542 | 794.424 | 822.0265 | 832.2709 | 761.4303 | 780.3525 | 796.4213 | 730.814 | 779.2283 | 706.754 | 722.2295 | 680.1992
BLD15PST |  |  | Generators (elec) | 0 | 0 | 0 | 0 | 0 | 0 | 0 | 0 | 0 | 0 | 0 | 0 | 0 | 0 | 0 | 0
BLD15PST |  |  | Total End Uses | 1952.0234 | 1918.7426 | 1771.78 | 1803.5778 | 1668.7229 | 1713.6235 | 1586.394 | 1739.3172 | 1678.2091 | 1609.7795 | 1744.8449 | 1684.9184 | 1752.8816 | 1696.0216 | 1706.4191 | 1751.7861
BLD15PST |  |  | Gas (MJ/m2)
BLD15PST |  |  | Heating (gas) | 25.0048 | 245.6521 | 243.2052 | 468.5885 | 255.899 | 373.0635 | 568.2706 | 734.4928 | 575.8481 | 752.6496 | 927.021 | 741.3934 | 1134.5535 | 991.3198 | 1402.4359 | 2137.4501
BLD15PST |  |  | Cooling (gas) | 0 | 0 | 0 | 0 | 0 | 0 | 0 | 0 | 0 | 0 | 0 | 0 | 0 | 0 | 0 | 0
BLD15PST |  |  | Interior Lighting (gas) | 0 | 0 | 0 | 0 | 0 | 0 | 0 | 0 | 0 | 0 | 0 | 0 | 0 | 0 | 0 | 0
BLD15PST |  |  | Exterior Lighting (gas) | 0 | 0 | 0 | 0 | 0 | 0 | 0 | 0 | 0 | 0 | 0 | 0 | 0 | 0 | 0 | 0
BLD15PST |  |  | Interior Equipment (gas) | 47.6298 | 47.6298 | 47.6298 | 47.6298 | 47.6298 | 47.6298 | 47.6298 | 47.6298 | 47.6298 | 47.6298 | 47.6298 | 47.6298 | 47.6298 | 47.6298 | 47.6298 | 47.6298
BLD15PST |  |  | Exterior Equipment (gas) | 0 | 0 | 0 | 0 | 0 | 0 | 0 | 0 | 0 | 0 | 0 | 0 | 0 | 0 | 0 | 0
BLD15PST |  |  | Fans (gas) | 0 | 0 | 0 | 0 | 0 | 0 | 0 | 0 | 0 | 0 | 0 | 0 | 0 | 0 | 0 | 0
BLD15PST |  |  | Pumps (gas) | 0 | 0 | 0 | 0 | 0 | 0 | 0 | 0 | 0 | 0 | 0 | 0 | 0 | 0 | 0 | 0
BLD15PST |  |  | Heat Rejection (gas) | 0 | 0 | 0 | 0 | 0 | 0 | 0 | 0 | 0 | 0 | 0 | 0 | 0 | 0 | 0 | 0
BLD15PST |  |  | Humidification (gas) | 0 | 0 | 0 | 0 | 0 | 0 | 0 | 0 | 0 | 0 | 0 | 0 | 0 | 0 | 0 | 0
BLD15PST |  |  | Heat Recovery (gas) | 0 | 0 | 0 | 0 | 0 | 0 | 0 | 0 | 0 | 0 | 0 | 0 | 0 | 0 | 0 | 0
BLD15PST |  |  | Water Systems (gas) | 4.5255 | 5.0062 | 4.7288 | 5.4703 | 5.3818 | 5.0636 | 5.7788 | 5.8362 | 5.7669 | 6.0276 | 6.1567 | 6.14 | 6.4342 | 6.4844 | 6.891 | 7.446
BLD15PST |  |  | Refrigeration (gas) | 0 | 0 | 0 | 0 | 0 | 0 | 0 | 0 | 0 | 0 | 0 | 0 | 0 | 0 | 0 | 0
BLD15PST |  |  | Generators (gas) | 0 | 0 | 0 | 0 | 0 | 0 | 0 | 0 | 0 | 0 | 0 | 0 | 0 | 0 | 0 | 0
BLD15PST |  |  | Total End Uses | 77.1601 | 298.2881 | 295.5638 | 521.6885 | 308.9105 | 425.7545 | 621.6792 | 787.9587 | 629.2447 | 806.3046 | 980.8075 | 795.1631 | 1188.6175 | 1045.434 | 1456.9567 | 2192.5234
BLD15PST |  |  | Purchased Cooling (MJ/m2)
BLD15PST |  |  | Heating | 0 | 0 | 0 | 0 | 0 | 0 | 0 | 0 | 0 | 0 | 0 | 0 | 0 | 0 | 0 | 0
BLD15PST |  |  | Cooling | 0 | 0 | 0 | 0 | 0 | 0 | 0 | 0 | 0 | 0 | 0 | 0 | 0 | 0 | 0 | 0
BLD15PST |  |  | Interior Lighting | 0 | 0 | 0 | 0 | 0 | 0 | 0 | 0 | 0 | 0 | 0 | 0 | 0 | 0 | 0 | 0
BLD15PST |  |  | Exterior Lighting | 0 | 0 | 0 | 0 | 0 | 0 | 0 | 0 | 0 | 0 | 0 | 0 | 0 | 0 | 0 | 0
BLD15PST |  |  | Interior Equipment | 0 | 0 | 0 | 0 | 0 | 0 | 0 | 0 | 0 | 0 | 0 | 0 | 0 | 0 | 0 | 0
BLD15PST |  |  | Exterior Equipment | 0 | 0 | 0 | 0 | 0 | 0 | 0 | 0 | 0 | 0 | 0 | 0 | 0 | 0 | 0 | 0
BLD15PST |  |  | Fans | 0 | 0 | 0 | 0 | 0 | 0 | 0 | 0 | 0 | 0 | 0 | 0 | 0 | 0 | 0 | 0
BLD15PST |  |  | Pumps | 0 | 0 | 0 | 0 | 0 | 0 | 0 | 0 | 0 | 0 | 0 | 0 | 0 | 0 | 0 | 0
BLD15PST |  |  | Heat Rejection | 0 | 0 | 0 | 0 | 0 | 0 | 0 | 0 | 0 | 0 | 0 | 0 | 0 | 0 | 0 | 0
BLD15PST |  |  | Humidification | 0 | 0 | 0 | 0 | 0 | 0 | 0 | 0 | 0 | 0 | 0 | 0 | 0 | 0 | 0 | 0
BLD15PST |  |  | Heat Recovery | 0 | 0 | 0 | 0 | 0 | 0 | 0 | 0 | 0 | 0 | 0 | 0 | 0 | 0 | 0 | 0
BLD15PST |  |  | Water Systems | 0 | 0 | 0 | 0 | 0 | 0 | 0 | 0 | 0 | 0 | 0 | 0 | 0 | 0 | 0 | 0
BLD15PST |  |  | Refrigeration | 0 | 0 | 0 | 0 | 0 | 0 | 0 | 0 | 0 | 0 | 0 | 0 | 0 | 0 | 0 | 0
BLD15PST |  |  | Generators | 0 | 0 | 0 | 0 | 0 | 0 | 0 | 0 | 0 | 0 | 0 | 0 | 0 | 0 | 0 | 0
BLD15PST |  |  | Total End Uses | 0 | 0 | 0 | 0 | 0 | 0 | 0 | 0 | 0 | 0 | 0 | 0 | 0 | 0 | 0 | 0
BLD15PST |  |  | Purchased Heating (MJ/m2)
BLD15PST |  |  | Heating | 0 | 0 | 0 | 0 | 0 | 0 | 0 | 0 | 0 | 0 | 0 | 0 | 0 | 0 | 0 | 0
BLD15PST |  |  | Cooling | 0 | 0 | 0 | 0 | 0 | 0 | 0 | 0 | 0 | 0 | 0 | 0 | 0 | 0 | 0 | 0
BLD15PST |  |  | Interior Lighting | 0 | 0 | 0 | 0 | 0 | 0 | 0 | 0 | 0 | 0 | 0 | 0 | 0 | 0 | 0 | 0
BLD15PST |  |  | Exterior Lighting | 0 | 0 | 0 | 0 | 0 | 0 | 0 | 0 | 0 | 0 | 0 | 0 | 0 | 0 | 0 | 0
BLD15PST |  |  | Interior Equipment | 0 | 0 | 0 | 0 | 0 | 0 | 0 | 0 | 0 | 0 | 0 | 0 | 0 | 0 | 0 | 0
BLD15PST |  |  | Exterior Equipment | 0 | 0 | 0 | 0 | 0 | 0 | 0 | 0 | 0 | 0 | 0 | 0 | 0 | 0 | 0 | 0
BLD15PST |  |  | Fans | 0 | 0 | 0 | 0 | 0 | 0 | 0 | 0 | 0 | 0 | 0 | 0 | 0 | 0 | 0 | 0
BLD15PST |  |  | Pumps | 0 | 0 | 0 | 0 | 0 | 0 | 0 | 0 | 0 | 0 | 0 | 0 | 0 | 0 | 0 | 0
BLD15PST |  |  | Heat Rejection | 0 | 0 | 0 | 0 | 0 | 0 | 0 | 0 | 0 | 0 | 0 | 0 | 0 | 0 | 0 | 0
BLD15PST |  |  | Humidification | 0 | 0 | 0 | 0 | 0 | 0 | 0 | 0 | 0 | 0 | 0 | 0 | 0 | 0 | 0 | 0
BLD15PST |  |  | Heat Recovery | 0 | 0 | 0 | 0 | 0 | 0 | 0 | 0 | 0 | 0 | 0 | 0 | 0 | 0 | 0 | 0
BLD15PST |  |  | Water Systems | 0 | 0 | 0 | 0 | 0 | 0 | 0 | 0 | 0 | 0 | 0 | 0 | 0 | 0 | 0 | 0
BLD15PST |  |  | Refrigeration | 0 | 0 | 0 | 0 | 0 | 0 | 0 | 0 | 0 | 0 | 0 | 0 | 0 | 0 | 0 | 0
BLD15PST |  |  | Generators | 0 | 0 | 0 | 0 | 0 | 0 | 0 | 0 | 0 | 0 | 0 | 0 | 0 | 0 | 0 | 0
BLD15PST |  |  | Total End Uses | 0 | 0 | 0 | 0 | 0 | 0 | 0 | 0 | 0 | 0 | 0 | 0 | 0 | 0 | 0 | 0
BLD15PST |  |  | Total Building (MJ/m2) | 2029.1811 | 2217.0308 | 2067.3437 | 2325.2663 | 1977.6334 | 2139.378 | 2208.0731 | 2527.2759 | 2307.4539 | 2416.084 | 2725.6523 | 2480.0815 | 2941.4991 | 2741.4556 | 3163.3758 | 3944.3096
BLD15PST |  | Peak Energy Demand
BLD15PST |  |  | Electricity Peak Demand (kW)
BLD15PST |  |  | Jan | 403.3059 | 406.0284 | 348.5546 | 387.8479 | 355.9009 | 351.6576 | 356.7233 | 368.6728 | 352.682 | 358.9852 | 360.2171 | 363.4343 | 361.198 | 366.1352 | 360.4417 | 375.8928
BLD15PST |  |  | Feb | 417.3127 | 394.7692 | 355.6964 | 375.5372 | 365.606 | 363.8908 | 362.0739 | 359.0881 | 354.3132 | 349.6738 | 361.308 | 359.3535 | 360.6534 | 373.072 | 365.6322 | 373.6547
BLD15PST |  |  | Mar | 410.9312 | 405.5304 | 382.0309 | 378.005 | 362.3862 | 351.9035 | 349.8432 | 396.4331 | 358.5614 | 359.4883 | 372.7536 | 366.8029 | 371.3638 | 367.7668 | 367.0013 | 377.1072
BLD15PST |  |  | Apr | 421.6924 | 439.2396 | 388.7862 | 406.4834 | 364.6417 | 403.5154 | 359.9335 | 382.6932 | 373.2534 | 364.7028 | 386.6329 | 382.7752 | 380.7663 | 374.3022 | 374.2576 | 376.4608
BLD15PST |  |  | May | 440.6832 | 467.7945 | 436.7442 | 445.1604 | 385.9235 | 426.0415 | 363.0352 | 412.464 | 401.3223 | 374.3748 | 423.4875 | 404.0042 | 451.2434 | 385.7285 | 387.1948 | 395.3547
BLD15PST |  |  | Jun | 465.1435 | 472.2995 | 511.3776 | 463.7501 | 382.6778 | 487.5184 | 377.3725 | 479.5094 | 426.6509 | 386.6328 | 473.1315 | 432.6858 | 472.5632 | 435.0716 | 429.3465 | 414.6233
BLD15PST |  |  | Jul | 462.0307 | 489.2984 | 504.8143 | 492.2732 | 402.5906 | 480.4758 | 395.2737 | 504.9191 | 437.8108 | 398.0218 | 499.2555 | 449.0578 | 474.7702 | 444.7519 | 463.5267 | 420.2261
BLD15PST |  |  | Aug | 454.4467 | 493.265 | 505.6853 | 467.9392 | 417.6695 | 485.5481 | 385.5188 | 481.8541 | 443.3681 | 393.5512 | 476.7582 | 453.4867 | 471.0632 | 433.627 | 446.5807 | 415.5553
BLD15PST |  |  | Sep | 447.6778 | 484.0705 | 465.599 | 439.3741 | 412.8161 | 466.1121 | 397.1638 | 432.1963 | 402.5668 | 410.713 | 445.3374 | 415.5702 | 418.6449 | 413.1195 | 401.2902 | 387.4465
BLD15PST |  |  | Oct | 449.8769 | 440.622 | 405.8992 | 399.1314 | 389.5732 | 417.9658 | 362.9397 | 411.1223 | 387.3317 | 369.8546 | 410.7545 | 385.832 | 388.4013 | 376.8365 | 383.9607 | 383.4536
BLD15PST |  |  | Nov | 421.21 | 421.323 | 373.1811 | 385.694 | 373.6245 | 359.5249 | 364.2504 | 398.7075 | 360.1864 | 372.4335 | 409.9073 | 362.6821 | 375.1685 | 367.3103 | 384.1603 | 374.1539
BLD15PST |  |  | Dec | 404.2819 | 412.6406 | 364.7178 | 385.3234 | 362.6691 | 349.6581 | 356.4313 | 369.5987 | 351.2957 | 353.0092 | 367.2504 | 358.2314 | 364.87 | 364.3408 | 364.5353 | 390.5053
BLD15PST |  |  | Time of Peak Electrical Demand
BLD15PST |  |  | Jan | 06-JAN-11:00 | 20-JAN-18:15 | 05-JAN-18:15 | 24-JAN-18:15 | 10-JAN-18:15 | 23-JAN-11:15 | 05-JAN-18:15 | 09-JAN-11:15 | 02-JAN-11:15 | 14-JAN-11:15 | 17-JAN-11:15 | 23-JAN-11:15 | 30-JAN-11:15 | 23-JAN-11:15 | 13-JAN-11:15 | 21-JAN-11:15
BLD15PST |  |  | Feb | 23-FEB-11:00 | 15-FEB-18:15 | 14-FEB-18:15 | 21-FEB-11:15 | 13-FEB-11:45 | 10-FEB-18:15 | 15-FEB-18:15 | 13-FEB-11:15 | 17-FEB-11:15 | 21-FEB-11:15 | 28-FEB-11:15 | 11-FEB-11:15 | 21-FEB-11:15 | 02-FEB-18:15 | 21-FEB-11:15 | 27-FEB-11:15
BLD15PST |  |  | Mar | 04-MAR-11:00 | 25-MAR-10:00 | 17-MAR-17:15 | 28-MAR-10:15 | 04-MAR-11:45 | 16-MAR-10:15 | 01-MAR-11:15 | 09-MAR-18:15 | 08-MAR-18:15 | 30-MAR-10:15 | 14-MAR-17:15 | 27-MAR-10:45 | 29-MAR-10:15 | 31-MAR-10:15 | 30-MAR-10:15 | 09-MAR-11:15
BLD15PST |  |  | Apr | 03-APR-17:15 | 29-APR-10:00 | 26-APR-17:15 | 14-APR-17:15 | 08-APR-10:45 | 21-APR-17:15 | 29-APR-10:45 | 04-APR-17:15 | 21-APR-17:15 | 29-APR-10:15 | 10-APR-10:15 | 26-APR-10:45 | 15-APR-10:45 | 24-APR-10:15 | 14-APR-10:15 | 14-APR-10:15
BLD15PST |  |  | May | 24-MAY-10:00 | 26-MAY-17:15 | 30-MAY-17:15 | 31-MAY-17:15 | 30-MAY-10:45 | 31-MAY-17:15 | 17-MAY-10:45 | 15-MAY-17:15 | 31-MAY-17:15 | 06-MAY-10:45 | 30-MAY-17:15 | 23-MAY-10:45 | 27-MAY-14:00 | 16-MAY-17:15 | 27-MAY-10:45 | 31-MAY-10:15
BLD15PST |  |  | Jun | 27-JUN-17:15 | 13-JUN-17:15 | 28-JUN-17:15 | 19-JUN-17:15 | 28-JUN-10:45 | 27-JUN-10:45 | 16-JUN-10:45 | 30-JUN-17:15 | 29-JUN-17:15 | 28-JUN-10:45 | 08-JUN-10:00 | 28-JUN-10:45 | 30-JUN-10:00 | 30-JUN-10:45 | 14-JUN-17:15 | 21-JUN-17:15
BLD15PST |  |  | Jul | 13-JUL-10:00 | 06-JUL-10:00 | 19-JUL-17:15 | 03-JUL-17:15 | 29-JUL-10:45 | 25-JUL-17:15 | 03-JUL-10:45 | 25-JUL-10:00 | 18-JUL-17:15 | 31-JUL-17:15 | 14-JUL-10:00 | 19-JUL-10:45 | 13-JUL-17:15 | 21-JUL-17:15 | 08-JUL-10:00 | 21-JUL-17:15
BLD15PST |  |  | Aug | 21-AUG-17:15 | 31-AUG-10:00 | 01-AUG-17:15 | 15-AUG-10:00 | 08-AUG-10:45 | 05-AUG-10:45 | 15-AUG-10:45 | 17-AUG-17:15 | 01-AUG-10:45 | 18-AUG-17:15 | 04-AUG-17:15 | 30-AUG-10:45 | 25-AUG-17:15 | 09-AUG-17:15 | 12-AUG-10:00 | 15-AUG-17:15
BLD15PST |  |  | Sep | 26-SEP-10:00 | 16-SEP-10:00 | 08-SEP-17:15 | 11-SEP-10:00 | 09-SEP-10:45 | 01-SEP-10:45 | 29-SEP-10:45 | 09-SEP-10:45 | 02-SEP-10:45 | 02-SEP-14:00 | 06-SEP-10:45 | 09-SEP-10:45 | 14-SEP-10:45 | 01-SEP-17:15 | 08-SEP-17:15 | 01-SEP-10:15
BLD15PST |  |  | Oct | 07-OCT-10:00 | 30-OCT-10:45 | 13-OCT-17:15 | 20-OCT-17:15 | 19-OCT-10:45 | 06-OCT-10:45 | 27-OCT-17:15 | 03-OCT-10:45 | 03-OCT-10:45 | 18-OCT-17:15 | 31-OCT-17:15 | 05-OCT-10:45 | 14-OCT-10:15 | 06-OCT-17:15 | 07-OCT-10:45 | 02-OCT-10:15
BLD15PST |  |  | Nov | 01-NOV-10:00 | 27-NOV-18:15 | 13-NOV-11:45 | 28-NOV-18:15 | 20-NOV-11:45 | 21-NOV-18:15 | 16-NOV-18:15 | 04-NOV-10:45 | 10-NOV-11:15 | 03-NOV-17:15 | 02-NOV-17:15 | 16-NOV-11:15 | 02-NOV-17:15 | 01-NOV-10:15 | 09-NOV-11:15 | 14-NOV-11:15
BLD15PST |  |  | Dec | 15-DEC-18:15 | 02-DEC-11:00 | 13-DEC-18:15 | 04-DEC-18:15 | 04-DEC-18:15 | 05-DEC-11:45 | 14-DEC-18:15 | 23-DEC-11:15 | 22-DEC-11:15 | 05-DEC-11:15 | 12-DEC-18:15 | 30-DEC-11:15 | 02-DEC-11:15 | 29-DEC-11:15 | 02-DEC-11:15 | 18-DEC-11:15
BLD15PST |  | Source Energy
BLD15PST |  |  | Total Source Energy (GJ) | 27422.29 | 30497.2 | 24779.1 | 27747.56 | 23002.81 | 27570.45 | 23365.44 | 29601.05 | 26152.65 | 15405.05 | 30345.26 | 27003.2 | 30614.37 | 29420.16 | 31171.81 | 36170.58
BLD15PST |  |  | Total Source Energy (MJ/m2) | 6559.11 | 7294.6 | 5926.89 | 6636.91 | 5502.02 | 6594.55 | 5588.76 | 7080.25 | 6255.43 | 3684.72 | 7258.25 | 6458.87 | 7322.62 | 7036.98 | 7455.96 | 8651.61
BLD15PST |  | Water Consumption (m3)
BLD15PST |  |  | Cooling | 0 | 0 | 0 | 0 | 0 | 0 | 0 | 0 | 0 | 0 | 0 | 0 | 0 | 0 | 0 | 0
BLD15PST |  |  | Heat Rejection | 0 | 0 | 0 | 0 | 0 | 0 | 0 | 0 | 0 | 0 | 0 | 0 | 0 | 0 | 0 | 0
BLD15PST |  |  | Water Systems | 87.12 | 87.12 | 87.12 | 87.12 | 87.12 | 87.12 | 87.12 | 87.12 | 87.12 | 87.12 | 87.12 | 87.12 | 87.12 | 87.12 | 87.12 | 87.12
BLD15PST |  |  | Total Building | 87.12 | 87.12 | 87.12 | 87.12 | 87.12 | 87.12 | 87.12 | 87.12 | 87.12 | 87.12 | 87.12 | 87.12 | 87.12 | 87.12 | 87.12 | 87.12
BLD15PST |  | Emissions
BLD15PST |  |  | Carbon Equivalent (kg) | 627525.8067 | 765760.0592 | 643428.2055 | 684528.5153 | 249767.775 | 703303.3105 | 262174.081 | 604492.3521 | 843583.8981 | 196950.468 | 1154290 | 859275.101 | 786408.6446 | 798597.2878 | 788169.4718 | 737751.4412
BLD15PST |  |  | CO2 (kg) | 1456410 | 1930050 | 1525130 | 1577970 | 671946.5829 | 1682500 | 710241.8651 | 1394010 | 1992160 | 499079.6308 | 2706280 | 2035710 | 1865300 | 1901830 | 1881170 | 1911580
BLD15PST |  |  | NOX (kg) | 2554.1446 | 2510.4668 | 2527.3467 | 2930.8059 | 578.5402 | 2691.2818 | 614.8614 | 2599.8466 | 3379.2681 | 679.1502 | 4732.7979 | 3425.0892 | 3166.4243 | 3178.4532 | 3141.7888 | 2230.1143
BLD15PST |  |  | SO2 (kg) | 9703.5124 | 10629.2971 | 8274.4376 | 7352.4519 | 5639.5136 | 10947.5251 | 5361.6483 | 7374.4116 | 8511.4056 | 1445.8673 | 13657.0167 | 8545.6107 | 4805.8534 | 5260.3524 | 4678.8038 | 10358.3771
BLD15PST |  |  | PM (kg) | 0 | 0 | 0 | 0 | 0 | 0 | 0 | 0 | 0 | 0 | 0 | 0 | 0 | 0 | 0 | 0
BLD15PST |  |  | Hg (kg) | 0.0442 | 0.03 | 0.0226 | 0.0271 | 0.0027 | 0.0207 | 0.0027 | 0.0301 | 0.0334 | 0.006 | 0.0416 | 0.0336 | 0.0356 | 0.0369 | 0.0348 | 0.036
BLD15PST |  |  | Water for Electricity (m3) | 1200.93 | 3625.7 | 61120.4 | 13077.5 | 34025.8 | 54595.9 | 32347.1 | 458.5986 | 8849.82 | 19100.2 | 3143.75 | 8885.19 | 3158.23 | 124765 | 3074.52 | 2078.51
BLD15NEW |  | Program
BLD15NEW |  |  | ASHRAE 90.1-2004 Climate Zone | 1A | 2A | 2B | 3A | 3B-CA | 3B | 3C | 4A | 4B | 4C | 5A | 5B | 6A | 6B | 7 | 8
BLD15NEW |  |  | Available Fuel Types | gas, electricity | gas, electricity | gas, electricity | gas, electricity | gas, electricity | gas, electricity | gas, electricity | gas, electricity | gas, electricity | gas, electricity | gas, electricity | gas, electricity | gas, electricity | gas, electricity | gas, electricity | gas, electricity
BLD15NEW |  |  | Weighting Factor | 3.2427 | 48.5293 | 13.8511 | 58.2142 |  | 36.0031 | 4.9396 | 93.7809 | 1.6382 | 10.8413 | 113.3876 | 15.6058 | 24.6924 | 2.8076 | 2.9867 | 0.54444
BLD15NEW |  | Fabric | [6 empty] | weighting factor is for all of 3B
BLD15NEW |  |  | Exterior walls
BLD15NEW | TypeWall |  | Construction Type | Mass wall | Mass wall | Mass wall | Mass wall | Mass wall | Mass wall | Mass wall | Mass wall | Mass wall | Mass wall | Mass wall | Mass wall | Mass wall | Mass wall | Mass wall | Mass wall
BLD15NEW | RvalWall |  | R-value (m2·K / W) | 0.4207 | 0.4207 | 0.4207 | 1.1669 | 1.1669 | 1.1669 | 1.1669 | 1.1669 | 1.1669 | 1.1669 | 1.4327 | 1.4327 | 1.692 | 1.692 | 1.9569 | 2.2026
BLD15NEW |  |  | Roof
BLD15NEW | TypeRoof |  | Construction Type | IEAD | IEAD | IEAD | IEAD | IEAD | IEAD | IEAD | IEAD | IEAD | IEAD | IEAD | IEAD | IEAD | IEAD | IEAD | IEAD
BLD15NEW | RvalRoof |  | R-value (m2·K / W) | 2.7933 | 2.7933 | 2.7933 | 2.7933 | 2.7933 | 2.7933 | 2.7933 | 2.7933 | 2.7933 | 2.7933 | 2.849 | 2.849 | 2.849 | 2.849 | 2.7933 | 3.7175
BLD15NEW |  |  | Window
BLD15NEW | Uwindow |  | U-Factor (W / m2·K) | 5.835 | 5.835 | 5.835 | 3.241 | 3.241 | 3.241 | 5.835 | 3.241 | 3.241 | 3.241 | 3.241 | 3.241 | 3.241 | 3.241 | 3.241 | 2.615
BLD15NEW | SHGC |  | SHGC | 0.251 | 0.251 | 0.251 | 0.252 | 0.252 | 0.252 | 0.39 | 0.385 | 0.385 | 0.385 | 0.385 | 0.385 | 0.385 | 0.385 | 0.487 | 0.296
BLD15NEW |  |  | Visible transmittance | 0.11 | 0.11 | 0.11 | 0.162 | 0.162 | 0.162 | 0.223 | 0.305 | 0.305 | 0.305 | 0.305 | 0.305 | 0.305 | 0.305 | 0.409 | 0.212
BLD15NEW |  |  | Skylights/TDD
BLD15NEW |  |  | U-Factor (W / m2·K) | n/a | n/a | n/a | n/a | n/a | n/a | n/a | n/a | n/a | n/a | n/a | n/a | n/a | n/a | n/a | n/a
BLD15NEW |  |  | SHGC | n/a | n/a | n/a | n/a | n/a | n/a | n/a | n/a | n/a | n/a | n/a | n/a | n/a | n/a | n/a | n/a
BLD15NEW |  |  | Visible transmittance | n/a | n/a | n/a | n/a | n/a | n/a | n/a | n/a | n/a | n/a | n/a | n/a | n/a | n/a | n/a | n/a
BLD15NEW |  |  | Foundation
BLD15NEW |  |  | Foundation Type | Mass Floor | Mass Floor | Mass Floor | Mass Floor | Mass Floor | Mass Floor | Mass Floor | Mass Floor | Mass Floor | Mass Floor | Mass Floor | Mass Floor | Mass Floor | Mass Floor | Mass Floor | Mass Floor
BLD15NEW |  |  | Construction | 4 in slab-on-grade | 4 in slab-on-grade | 4 in slab-on-grade | 4 in slab-on-grade | 4 in slab-on-grade | 4 in slab-on-grade | 4 in slab-on-grade | 4 in slab-on-grade | 4 in slab-on-grade | 4 in slab-on-grade | 4 in slab-on-grade | 4 in slab-on-grade | 4 in slab-on-grade | 4 in slab-on-grade | 4 in slab-on-grade | 4 in slab-on-grade
BLD15NEW |  |  | R-value (m2·K / W) | 0.32051 | 0.32051 | 0.32051 | 0.32051 | 0.32051 | 0.32051 | 0.32051 | 0.32051 | 0.32051 | 0.32051 | 0.32051 | 0.32051 | 0.32051 | 0.32051 | 0.32051 | 0.32051
BLD15NEW |  | HVAC
BLD15NEW |  |  | HVAC Sizing
BLD15NEW | HVAC |  | Air Conditioning (kW) | 322.4957 | 415.0074 | 399.9157 | 432.4138 | 294.1866 | 398.1739 | 262.5906 | 446.1865 | 410.4115 | 325.3116 | 498.8433 | 456.4542 | 530.1859 | 441.1074 | 525.9062 | 408.1939
BLD15NEW |  |  | PSZ-AC:1_COOLC DXCOIL | 9.4188 | 10.1661 | 9.0212 | 9.9073 | 5.904 | 7.8239 | 5.7616 | 10.8719 | 9.0455 | 7.0491 | 12.8846 | 10.5165 | 13.8909 | 11.4451 | 13.6368 | 12.4037
BLD15NEW |  |  | PSZ-AC:2_COOLC DXCOIL | 46.2229 | 59.4624 | 49.1553 | 60.1288 | 31.3453 | 51.7902 | 33.5101 | 65.0262 | 50.16 | 42.6913 | 76.0248 | 60.4541 | 82.8354 | 61.3035 | 86.8618 | 66.9876
BLD15NEW |  |  | PSZ-AC:3_COOLC DXCOIL | 56.4759 | 55.4381 | 55.2275 | 56.6479 | 46.9854 | 42.4422 | 27.2528 | 53.9303 | 35.7606 | 30.4314 | 53.849 | 34.7572 | 53.8502 | 32.7017 | 32.0076 | 26.6125
BLD15NEW |  |  | PSZ-AC:4_COOLC DXCOIL | 114.6373 | 187.2928 | 183.9187 | 202.078 | 137.2072 | 201.6655 | 132.6487 | 210.714 | 227.7159 | 172.7709 | 240.672 | 256.8657 | 258.3261 | 237.6864 | 274.0209 | 202.9031
BLD15NEW |  |  | PSZ-AC:5_COOLC DXCOIL | 54.5528 | 65.0467 | 58.5394 | 64.9221 | 38.5895 | 59.5616 | 33.7974 | 69.0495 | 51.288 | 40.8584 | 79.4702 | 57.8963 | 85.5442 | 63.6627 | 87.3825 | 69.1593
BLD15NEW |  |  | PSZ-AC:6_COOLC DXCOIL | 41.1882 | 37.6013 | 44.0536 | 38.7297 | 34.1553 | 34.8905 | 29.62 | 36.5946 | 36.4415 | 31.5104 | 35.9428 | 35.9644 | 35.7392 | 34.308 | 31.9965 | 30.1277
BLD15NEW | HEAT |  | Heating (kW) | 433.8834 | 620.2428 | 544.0443 | 657.855 | 448.0938 | 565.6426 | 484.5721 | 721.1682 | 618.598 | 599.8196 | 843.6931 | 725.4096 | 913.8623 | 853.8783 | 914.978 | 1090.9963
BLD15NEW |  |  | PSZ-AC:1_HEATC | 11.4942 | 13.042 | 12.0433 | 11.662 | 7.4177 | 10.3255 | 8.9141 | 13.2389 | 11.8725 | 11.0255 | 15.5809 | 14.0051 | 16.7279 | 16.3604 | 17.0815 | 20.757
BLD15NEW |  |  | PSZ-AC:2_HEATC | 50.3627 | 71.7059 | 61.9834 | 70.1146 | 42.7236 | 62.135 | 52.8358 | 78.4217 | 69.1778 | 66.7072 | 92.4758 | 82.205 | 100.9119 | 98.2297 | 103.9927 | 127.7689
BLD15NEW |  |  | PSZ-AC:3_HEATC | 88.051 | 114.1035 | 95.9029 | 125.7743 | 84.6602 | 96.2122 | 73.2744 | 133.2925 | 105.3486 | 97.5759 | 155.4785 | 122.2274 | 168.0302 | 139.4864 | 148.4686 | 157.8973
BLD15NEW |  |  | PSZ-AC:4_HEATC | 161.1949 | 272.2155 | 237.9483 | 296.4955 | 201.893 | 262.1494 | 231.1317 | 329.6852 | 289.8858 | 282.6402 | 391.1872 | 344.6745 | 426.3284 | 410.7784 | 443.4022 | 543.2742
BLD15NEW |  |  | PSZ-AC:5_HEATC | 67.2919 | 90.5133 | 77.563 | 93.5097 | 58.3 | 81.6486 | 70.1522 | 105.1393 | 90.9016 | 88.7688 | 125.0352 | 108.5373 | 136.3579 | 131.3995 | 141.3731 | 176.0159
BLD15NEW |  |  | PSZ-AC:6_HEATC | 55.4888 | 58.6626 | 58.6034 | 60.2988 | 53.0994 | 53.1718 | 48.2638 | 61.3908 | 51.4117 | 53.102 | 63.9354 | 53.7604 | 65.5061 | 57.6239 | 60.6598 | 65.2832
BLD15NEW |  |  | HVAC Efficiency
BLD15NEW | COP |  | Air Conditioning (COP) | 3.2859 | 3.2956 | 3.2762 | 3.2937 | 3.3455 | 3.2893 | 3.3673 | 3.2924 | 3.249 | 3.3089 | 3.2201 | 3.2438 | 3.2181 | 3.2484 | 3.2222 | 3.3042
BLD15NEW |  |  | PSZ-AC:1_COOLC DXCOIL | 3.67 | 3.67 | 3.67 | 3.67 | 3.67 | 3.67 | 3.67 | 3.67 | 3.67 | 3.67 | 3.67 | 3.67 | 3.67 | 3.67 | 3.67 | 3.67
BLD15NEW |  |  | PSZ-AC:2_COOLC DXCOIL | 3.3 | 3.3 | 3.3 | 3.3 | 3.5 | 3.3 | 3.5 | 3.3 | 3.3 | 3.3 | 3.23 | 3.3 | 3.23 | 3.3 | 3.23 | 3.3
BLD15NEW |  |  | PSZ-AC:3_COOLC DXCOIL | 3.3 | 3.3 | 3.3 | 3.3 | 3.3 | 3.3 | 3.5 | 3.3 | 3.5 | 3.5 | 3.3 | 3.5 | 3.3 | 3.5 | 3.5 | 3.5
BLD15NEW |  |  | PSZ-AC:4_COOLC DXCOIL | 3.23 | 3.23 | 3.23 | 3.23 | 3.23 | 3.23 | 3.23 | 3.23 | 3.13 | 3.23 | 3.13 | 3.13 | 3.13 | 3.13 | 3.13 | 3.23
BLD15NEW |  |  | PSZ-AC:5_COOLC DXCOIL | 3.3 | 3.3 | 3.3 | 3.3 | 3.5 | 3.3 | 3.5 | 3.3 | 3.3 | 3.3 | 3.23 | 3.3 | 3.23 | 3.3 | 3.23 | 3.3
BLD15NEW |  |  | PSZ-AC:6_COOLC DXCOIL | 3.3 | 3.5 | 3.3 | 3.5 | 3.5 | 3.5 | 3.5 | 3.5 | 3.5 | 3.5 | 3.5 | 3.5 | 3.5 | 3.5 | 3.5 | 3.5
BLD15NEW | EffHeat |  | Heating Efficiency (%) | 0.78541 | 0.78231 | 0.78488 | 0.78219 | 0.78721 | 0.78444 | 0.78454 | 0.78207 | 0.78205 | 0.78214 | 0.78188 | 0.78187 | 0.7818 | 0.78173 | 0.7817 | 0.78158
BLD15NEW |  |  | PSZ-AC:1_HEATC | 0.8 | 0.8 | 0.8 | 0.8 | 0.8 | 0.8 | 0.8 | 0.8 | 0.8 | 0.8 | 0.8 | 0.8 | 0.8 | 0.8 | 0.8 | 0.8
BLD15NEW |  |  | PSZ-AC:2_HEATC | 0.8 | 0.78 | 0.8 | 0.78 | 0.8 | 0.8 | 0.8 | 0.78 | 0.78 | 0.78 | 0.78 | 0.78 | 0.78 | 0.78 | 0.78 | 0.78
BLD15NEW |  |  | PSZ-AC:3_HEATC | 0.78 | 0.78 | 0.78 | 0.78 | 0.78 | 0.78 | 0.78 | 0.78 | 0.78 | 0.78 | 0.78 | 0.78 | 0.78 | 0.78 | 0.78 | 0.78
BLD15NEW |  |  | PSZ-AC:4_HEATC | 0.78 | 0.78 | 0.78 | 0.78 | 0.78 | 0.78 | 0.78 | 0.78 | 0.78 | 0.78 | 0.78 | 0.78 | 0.78 | 0.78 | 0.78 | 0.78
BLD15NEW |  |  | PSZ-AC:5_HEATC | 0.78 | 0.78 | 0.78 | 0.78 | 0.8 | 0.78 | 0.78 | 0.78 | 0.78 | 0.78 | 0.78 | 0.78 | 0.78 | 0.78 | 0.78 | 0.78
BLD15NEW |  |  | PSZ-AC:6_HEATC | 0.8 | 0.8 | 0.8 | 0.8 | 0.8 | 0.8 | 0.8 | 0.8 | 0.8 | 0.8 | 0.8 | 0.8 | 0.8 | 0.8 | 0.8 | 0.8
BLD15NEW |  |  | HVAC Control - Economizer
BLD15NEW |  |  | PSZ-AC:1_FAN | NoEconomizer | NoEconomizer | NoEconomizer | NoEconomizer | NoEconomizer | NoEconomizer | NoEconomizer | NoEconomizer | NoEconomizer | NoEconomizer | NoEconomizer | NoEconomizer | NoEconomizer | NoEconomizer | NoEconomizer | NoEconomizer
BLD15NEW |  |  | PSZ-AC:2_FAN | NoEconomizer | NoEconomizer | DifferentialDryBulb | NoEconomizer | DifferentialDryBulb | DifferentialDryBulb | DifferentialDryBulb | NoEconomizer | DifferentialDryBulb | DifferentialDryBulb | DifferentialDryBulb | DifferentialDryBulb | DifferentialDryBulb | DifferentialDryBulb | DifferentialDryBulb | DifferentialDryBulb
BLD15NEW |  |  | PSZ-AC:3_FAN | NoEconomizer | NoEconomizer | DifferentialDryBulb | NoEconomizer | DifferentialDryBulb | DifferentialDryBulb | DifferentialDryBulb | NoEconomizer | DifferentialDryBulb | DifferentialDryBulb | DifferentialDryBulb | DifferentialDryBulb | DifferentialDryBulb | DifferentialDryBulb | NoEconomizer | NoEconomizer
BLD15NEW |  |  | PSZ-AC:4_FAN | NoEconomizer | NoEconomizer | DifferentialDryBulb | NoEconomizer | DifferentialDryBulb | DifferentialDryBulb | DifferentialDryBulb | NoEconomizer | DifferentialDryBulb | DifferentialDryBulb | DifferentialDryBulb | DifferentialDryBulb | DifferentialDryBulb | DifferentialDryBulb | DifferentialDryBulb | DifferentialDryBulb
BLD15NEW |  |  | PSZ-AC:5_FAN | NoEconomizer | NoEconomizer | DifferentialDryBulb | NoEconomizer | DifferentialDryBulb | DifferentialDryBulb | DifferentialDryBulb | NoEconomizer | DifferentialDryBulb | DifferentialDryBulb | DifferentialDryBulb | DifferentialDryBulb | DifferentialDryBulb | DifferentialDryBulb | DifferentialDryBulb | DifferentialDryBulb
BLD15NEW |  |  | PSZ-AC:6_FAN | NoEconomizer | NoEconomizer | DifferentialDryBulb | NoEconomizer | DifferentialDryBulb | DifferentialDryBulb | DifferentialDryBulb | NoEconomizer | DifferentialDryBulb | DifferentialDryBulb | NoEconomizer | DifferentialDryBulb | NoEconomizer | DifferentialDryBulb | NoEconomizer | NoEconomizer
BLD15NEW | Fan |  | Fan Max Flow Rate (m3/s ) | 15.36 | 19.35 | 19.04 | 19.93 | 15.59 | 19.38 | 16.19 | 20.46 | 22.42 | 18.44 | 22.61 | 24.43 | 23.88 | 25.7 | 24.38 | 26.44
BLD15NEW |  |  | BAKERY EXHAUST FAN | 0.35 | 0.35 | 0.35 | 0.35 | 0.35 | 0.35 | 0.35 | 0.35 | 0.35 | 0.35 | 0.35 | 0.35 | 0.35 | 0.35 | 0.35 | 0.35
BLD15NEW |  |  | DELI EXHAUST FAN | 0.34 | 0.34 | 0.34 | 0.34 | 0.34 | 0.34 | 0.34 | 0.34 | 0.34 | 0.34 | 0.34 | 0.34 | 0.34 | 0.34 | 0.34 | 0.34
BLD15NEW |  |  | SALES EXHAUST FAN | 1.08 | 1.08 | 1.08 | 1.08 | 1.08 | 1.08 | 1.08 | 1.08 | 1.08 | 1.08 | 1.08 | 1.08 | 1.08 | 1.08 | 1.08 | 1.08
BLD15NEW |  |  | PSZ-AC:1_FAN | 0.46 | 0.51 | 0.49 | 0.45 | 0.29 | 0.42 | 0.34 | 0.49 | 0.55 | 0.42 | 0.58 | 0.64 | 0.62 | 0.69 | 0.65 | 0.75
BLD15NEW |  |  | PSZ-AC:2_FAN | 1.86 | 2.53 | 2.34 | 2.45 | 1.5 | 2.35 | 1.85 | 2.62 | 2.89 | 2.3 | 3.06 | 3.35 | 3.34 | 3.7 | 3.5 | 4.05
BLD15NEW |  |  | PSZ-AC:3_FAN | 2.27 | 2.23 | 2.22 | 2.28 | 2.1 | 2.06 | 1.65 | 2.17 | 2.16 | 1.84 | 2.17 | 2.1 | 2.17 | 1.98 | 1.87 | 1.61
BLD15NEW |  |  | PSZ-AC:4_FAN | 4.62 | 7.54 | 7.41 | 8.14 | 6.14 | 8.12 | 6.75 | 8.49 | 9.75 | 7.74 | 9.69 | 10.9 | 10.4 | 11.64 | 11.03 | 12.26
BLD15NEW |  |  | PSZ-AC:5_FAN | 2.2 | 2.62 | 2.48 | 2.61 | 1.73 | 2.55 | 2.04 | 2.78 | 3.1 | 2.47 | 3.2 | 3.5 | 3.44 | 3.85 | 3.63 | 4.18
BLD15NEW |  |  | PSZ-AC:6_FAN | 2.18 | 2.15 | 2.33 | 2.23 | 2.06 | 2.11 | 1.79 | 2.14 | 2.2 | 1.9 | 2.14 | 2.17 | 2.14 | 2.07 | 1.93 | 1.82
BLD15NEW |  | Utility Costs
BLD15NEW |  |  | Electric Utility Rates
BLD15NEW |  |  | Average Annual Rate ($/kWh) | 0.079833 | 0.10697 | 0.078077 | 0.099017 | 0.12218 | 0.094848 | 0.14403 | 0.069184 | 0.037048 | 0.070791 | 0.096932 | 0.037049 | 0.055153 | 0.069884 | 0.05504 | 0.088521
BLD15NEW |  |  | Total Cost ($/m2) | 38.11 | 48.87 | 33.61 | 41.55 | 49.38 | 37.78 | 55.02 | 27.9 | 14.24 | 26.64 | 38.19 | 14.04 | 21.64 | 26.8 | 20.98 | 33.78
BLD15NEW |  |  | Gas Utility Rates
BLD15NEW |  |  | Average Annual Rate ($/MJ) | 0.011442 | 0.0080767 | 0.0082764 | 0.0098027 | 0.0085191 | 0.0077768 | 0.0084739 | 0.0097389 | 0.0069619 | 0.0083606 | 0.0084422 | 0.0069947 | 0.0078567 | 0.0083107 | 0.0078775 | 0.0041507
BLD15NEW |  |  | Total Cost ($/m2) | 0.87 | 2.18 | 2.28 | 4.4 | 2.68 | 3.12 | 4.65 | 6.44 | 3.92 | 6.1 | 6.94 | 4.96 | 7.69 | 7.44 | 9.35 | 7.09
BLD15NEW |  |  | Total Utility Costs
BLD15NEW |  |  | Cost Intensity ($/m2) | 38.98 | 51.04 | 35.89 | 45.96 | 52.06 | 40.9 | 59.66 | 34.34 | 18.16 | 32.73 | 45.12 | 18.99 | 29.33 | 34.24 | 30.34 | 40.87
BLD15NEW |  | Energy - End Uses
BLD15NEW |  |  | Electricity (kWh)
BLD15NEW |  |  | Heating | 0 | 0 | 0 | 0 | 0 | 0 | 0 | 0 | 0 | 0 | 0 | 0 | 0 | 0 | 0 | 0
BLD15NEW |  |  | Cooling | 103819.4444 | 82238.8889 | 108275 | 39788.8889 | 8469.4444 | 62633.3333 | 2175 | 31097.2222 | 24027.7778 | 3352.7778 | 20238.8889 | 14627.7778 | 17516.6667 | 9525 | 7508.3333 | 3736.1111
BLD15NEW |  |  | Interior Lighting | 259377.7778 | 259377.7778 | 259377.7778 | 259377.7778 | 259377.7778 | 259377.7778 | 259377.7778 | 259377.7778 | 259377.7778 | 259377.7778 | 259377.7778 | 259377.7778 | 259377.7778 | 259377.7778 | 259377.7778 | 259377.7778
BLD15NEW |  |  | Exterior Lighting | 59366.6667 | 59261.1111 | 59244.4444 | 59341.6667 | 59330.5556 | 59275 | 59208.3333 | 59269.4444 | 59261.1111 | 59172.2222 | 59188.8889 | 59200 | 59236.1111 | 59163.8889 | 59147.2222 | 58794.4444
BLD15NEW |  |  | Interior Equipment | 218247.2222 | 218247.2222 | 218247.2222 | 218247.2222 | 218247.2222 | 218247.2222 | 218247.2222 | 218247.2222 | 218247.2222 | 218247.2222 | 218247.2222 | 218247.2222 | 218247.2222 | 218247.2222 | 218247.2222 | 218247.2222
BLD15NEW |  |  | Exterior Equipment | 0 | 0 | 0 | 0 | 0 | 0 | 0 | 0 | 0 | 0 | 0 | 0 | 0 | 0 | 0 | 0
BLD15NEW |  |  | Fans | 108875 | 148108.3333 | 145416.6667 | 153761.1111 | 117208.3333 | 150561.1111 | 123841.6667 | 161219.4444 | 170986.1111 | 143333.3333 | 175077.7778 | 191388.8889 | 190263.8889 | 242880.5556 | 218427.7778 | 270913.8889
BLD15NEW |  |  | Pumps | 0 | 0 | 0 | 0 | 0 | 0 | 0 | 0 | 0 | 0 | 0 | 0 | 0 | 0 | 0 | 0
BLD15NEW |  |  | Heat Rejection | 0 | 0 | 0 | 0 | 0 | 0 | 0 | 0 | 0 | 0 | 0 | 0 | 0 | 0 | 0 | 0
BLD15NEW |  |  | Humidification | 0 | 0 | 0 | 0 | 0 | 0 | 0 | 0 | 0 | 0 | 0 | 0 | 0 | 0 | 0 | 0
BLD15NEW |  |  | Heat Recovery | 0 | 0 | 0 | 0 | 0 | 0 | 0 | 0 | 0 | 0 | 0 | 0 | 0 | 0 | 0 | 0
BLD15NEW |  |  | Water Systems | 0 | 0 | 0 | 0 | 0 | 0 | 0 | 0 | 0 | 0 | 0 | 0 | 0 | 0 | 0 | 0
BLD15NEW |  |  | Refrigeration | 1246013.8889 | 1142794.4444 | 1009013.8889 | 1024025 | 1027019.4444 | 915047.2222 | 934111.1111 | 956980.5556 | 875488.8889 | 889663.8889 | 914869.4444 | 841063.8889 | 896055.5556 | 814258.3333 | 831116.6667 | 784505.5556
BLD15NEW |  |  | Generators | 0 | 0 | 0 | 0 | 0 | 0 | 0 | 0 | 0 | 0 | 0 | 0 | 0 | 0 | 0 | 0
BLD15NEW |  |  | Total End Uses | 1995700 | 1910025 | 1799572.2222 | 1754544.4444 | 1689650 | 1665138.8889 | 1596961.1111 | 1686191.6667 | 1607388.8889 | 1573147.2222 | 1646997.2222 | 1583902.7778 | 1640697.2222 | 1603452.7778 | 1593822.2222 | 1595575
BLD15NEW |  |  | Gas (MJ)
BLD15NEW |  |  | Heating | 99670 | 906910 | 933250 | 1656720 | 1092660 | 1459050 | 2069910 | 2540180 | 2132070 | 2824690 | 3211490 | 2737570 | 3865780 | 3516400 | 4737400 | 6911110
BLD15NEW |  |  | Cooling | 0 | 0 | 0 | 0 | 0 | 0 | 0 | 0 | 0 | 0 | 0 | 0 | 0 | 0 | 0 | 0
BLD15NEW |  |  | Interior Lighting | 0 | 0 | 0 | 0 | 0 | 0 | 0 | 0 | 0 | 0 | 0 | 0 | 0 | 0 | 0 | 0
BLD15NEW |  |  | Exterior Lighting | 0 | 0 | 0 | 0 | 0 | 0 | 0 | 0 | 0 | 0 | 0 | 0 | 0 | 0 | 0 | 0
BLD15NEW |  |  | Interior Equipment | 199130 | 199130 | 199130 | 199130 | 199130 | 199130 | 199130 | 199130 | 199130 | 199130 | 199130 | 199130 | 199130 | 199130 | 199130 | 199130
BLD15NEW |  |  | Exterior Equipment | 0 | 0 | 0 | 0 | 0 | 0 | 0 | 0 | 0 | 0 | 0 | 0 | 0 | 0 | 0 | 0
BLD15NEW |  |  | Fans | 0 | 0 | 0 | 0 | 0 | 0 | 0 | 0 | 0 | 0 | 0 | 0 | 0 | 0 | 0 | 0
BLD15NEW |  |  | Pumps | 0 | 0 | 0 | 0 | 0 | 0 | 0 | 0 | 0 | 0 | 0 | 0 | 0 | 0 | 0 | 0
BLD15NEW |  |  | Heat Rejection | 0 | 0 | 0 | 0 | 0 | 0 | 0 | 0 | 0 | 0 | 0 | 0 | 0 | 0 | 0 | 0
BLD15NEW |  |  | Humidification | 0 | 0 | 0 | 0 | 0 | 0 | 0 | 0 | 0 | 0 | 0 | 0 | 0 | 0 | 0 | 0
BLD15NEW |  |  | Heat Recovery | 0 | 0 | 0 | 0 | 0 | 0 | 0 | 0 | 0 | 0 | 0 | 0 | 0 | 0 | 0 | 0
BLD15NEW |  |  | Water Systems | 18460 | 20420 | 19290 | 22320 | 21950 | 20660 | 23570 | 23810 | 23530 | 24580 | 25110 | 25050 | 26250 | 26450 | 28110 | 30360
BLD15NEW |  |  | Refrigeration | 0 | 0 | 0 | 0 | 0 | 0 | 0 | 0 | 0 | 0 | 0 | 0 | 0 | 0 | 0 | 0
BLD15NEW |  |  | Generators | 0 | 0 | 0 | 0 | 0 | 0 | 0 | 0 | 0 | 0 | 0 | 0 | 0 | 0 | 0 | 0
BLD15NEW |  |  | Total End Uses | 317260 | 1126460 | 1151670 | 1878160 | 1313740 | 1678830 | 2292610 | 2763120 | 2354730 | 3048390 | 3435730 | 2961740 | 4091150 | 3741970 | 4964630 | 7140600
BLD15NEW |  |  | Purchased Cooling (MJ)
BLD15NEW |  |  | Heating | 0 | 0 | 0 | 0 | 0 | 0 | 0 | 0 | 0 | 0 | 0 | 0 | 0 | 0 | 0 | 0
BLD15NEW |  |  | Cooling | 0 | 0 | 0 | 0 | 0 | 0 | 0 | 0 | 0 | 0 | 0 | 0 | 0 | 0 | 0 | 0
BLD15NEW |  |  | Interior Lighting | 0 | 0 | 0 | 0 | 0 | 0 | 0 | 0 | 0 | 0 | 0 | 0 | 0 | 0 | 0 | 0
BLD15NEW |  |  | Exterior Lighting | 0 | 0 | 0 | 0 | 0 | 0 | 0 | 0 | 0 | 0 | 0 | 0 | 0 | 0 | 0 | 0
BLD15NEW |  |  | Interior Equipment | 0 | 0 | 0 | 0 | 0 | 0 | 0 | 0 | 0 | 0 | 0 | 0 | 0 | 0 | 0 | 0
BLD15NEW |  |  | Exterior Equipment | 0 | 0 | 0 | 0 | 0 | 0 | 0 | 0 | 0 | 0 | 0 | 0 | 0 | 0 | 0 | 0
BLD15NEW |  |  | Fans | 0 | 0 | 0 | 0 | 0 | 0 | 0 | 0 | 0 | 0 | 0 | 0 | 0 | 0 | 0 | 0
BLD15NEW |  |  | Pumps | 0 | 0 | 0 | 0 | 0 | 0 | 0 | 0 | 0 | 0 | 0 | 0 | 0 | 0 | 0 | 0
BLD15NEW |  |  | Heat Rejection | 0 | 0 | 0 | 0 | 0 | 0 | 0 | 0 | 0 | 0 | 0 | 0 | 0 | 0 | 0 | 0
BLD15NEW |  |  | Humidification | 0 | 0 | 0 | 0 | 0 | 0 | 0 | 0 | 0 | 0 | 0 | 0 | 0 | 0 | 0 | 0
BLD15NEW |  |  | Heat Recovery | 0 | 0 | 0 | 0 | 0 | 0 | 0 | 0 | 0 | 0 | 0 | 0 | 0 | 0 | 0 | 0
BLD15NEW |  |  | Water Systems | 0 | 0 | 0 | 0 | 0 | 0 | 0 | 0 | 0 | 0 | 0 | 0 | 0 | 0 | 0 | 0
BLD15NEW |  |  | Refrigeration | 0 | 0 | 0 | 0 | 0 | 0 | 0 | 0 | 0 | 0 | 0 | 0 | 0 | 0 | 0 | 0
BLD15NEW |  |  | Generators | 0 | 0 | 0 | 0 | 0 | 0 | 0 | 0 | 0 | 0 | 0 | 0 | 0 | 0 | 0 | 0
BLD15NEW |  |  | Total End Uses | 0 | 0 | 0 | 0 | 0 | 0 | 0 | 0 | 0 | 0 | 0 | 0 | 0 | 0 | 0 | 0
BLD15NEW |  |  | Purchased Heating (MJ)
BLD15NEW |  |  | Heating | 0 | 0 | 0 | 0 | 0 | 0 | 0 | 0 | 0 | 0 | 0 | 0 | 0 | 0 | 0 | 0
BLD15NEW |  |  | Cooling | 0 | 0 | 0 | 0 | 0 | 0 | 0 | 0 | 0 | 0 | 0 | 0 | 0 | 0 | 0 | 0
BLD15NEW |  |  | Interior Lighting | 0 | 0 | 0 | 0 | 0 | 0 | 0 | 0 | 0 | 0 | 0 | 0 | 0 | 0 | 0 | 0
BLD15NEW |  |  | Exterior Lighting | 0 | 0 | 0 | 0 | 0 | 0 | 0 | 0 | 0 | 0 | 0 | 0 | 0 | 0 | 0 | 0
BLD15NEW |  |  | Interior Equipment | 0 | 0 | 0 | 0 | 0 | 0 | 0 | 0 | 0 | 0 | 0 | 0 | 0 | 0 | 0 | 0
BLD15NEW |  |  | Exterior Equipment | 0 | 0 | 0 | 0 | 0 | 0 | 0 | 0 | 0 | 0 | 0 | 0 | 0 | 0 | 0 | 0
BLD15NEW |  |  | Fans | 0 | 0 | 0 | 0 | 0 | 0 | 0 | 0 | 0 | 0 | 0 | 0 | 0 | 0 | 0 | 0
BLD15NEW |  |  | Pumps | 0 | 0 | 0 | 0 | 0 | 0 | 0 | 0 | 0 | 0 | 0 | 0 | 0 | 0 | 0 | 0
BLD15NEW |  |  | Heat Rejection | 0 | 0 | 0 | 0 | 0 | 0 | 0 | 0 | 0 | 0 | 0 | 0 | 0 | 0 | 0 | 0
BLD15NEW |  |  | Humidification | 0 | 0 | 0 | 0 | 0 | 0 | 0 | 0 | 0 | 0 | 0 | 0 | 0 | 0 | 0 | 0
BLD15NEW |  |  | Heat Recovery | 0 | 0 | 0 | 0 | 0 | 0 | 0 | 0 | 0 | 0 | 0 | 0 | 0 | 0 | 0 | 0
BLD15NEW |  |  | Water Systems | 0 | 0 | 0 | 0 | 0 | 0 | 0 | 0 | 0 | 0 | 0 | 0 | 0 | 0 | 0 | 0
BLD15NEW |  |  | Refrigeration | 0 | 0 | 0 | 0 | 0 | 0 | 0 | 0 | 0 | 0 | 0 | 0 | 0 | 0 | 0 | 0
BLD15NEW |  |  | Generators | 0 | 0 | 0 | 0 | 0 | 0 | 0 | 0 | 0 | 0 | 0 | 0 | 0 | 0 | 0 | 0
BLD15NEW |  |  | Total End Uses | 0 | 0 | 0 | 0 | 0 | 0 | 0 | 0 | 0 | 0 | 0 | 0 | 0 | 0 | 0 | 0
BLD15NEW |  |  | Total Building (MJ) | 7501780 | 8002550 | 7630130 | 8194520 | 7396490 | 7673330 | 8041670 | 8833400 | 8141330 | 8711720 | 9364920 | 8663800 | 9997660 | 9514400 | 10702400 | 12884670
BLD15NEW |  | Energy - End Use Intensities
BLD15NEW |  |  | Electricity (MJ/m2)
BLD15NEW |  |  | Heating (elec) | 0 | 0 | 0 | 0 | 0 | 0 | 0 | 0 | 0 | 0 | 0 | 0 | 0 | 0 | 0 | 0
BLD15NEW |  |  | Cooling (elec) | 89.397 | 70.8144 | 93.2336 | 34.2615 | 7.2929 | 53.9324 | 1.8729 | 26.7772 | 20.6899 | 2.887 | 17.4273 | 12.5957 | 15.0833 | 8.2018 | 6.4653 | 3.2171
BLD15NEW |  |  | Interior Lighting (elec) | 223.3453 | 223.3453 | 223.3453 | 223.3453 | 223.3453 | 223.3453 | 223.3453 | 223.3453 | 223.3453 | 223.3453 | 223.3453 | 223.3453 | 223.3453 | 223.3453 | 223.3453 | 223.3453
BLD15NEW |  |  | Exterior Lighting (elec) | 51.1195 | 51.0286 | 51.0143 | 51.098 | 51.0884 | 51.0406 | 50.9832 | 51.0358 | 51.0286 | 50.9521 | 50.9664 | 50.976 | 51.0071 | 50.9449 | 50.9306 | 50.6268
BLD15NEW |  |  | Interior Equipment (elec) | 187.9286 | 187.9286 | 187.9286 | 187.9286 | 187.9286 | 187.9286 | 187.9286 | 187.9286 | 187.9286 | 187.9286 | 187.9286 | 187.9286 | 187.9286 | 187.9286 | 187.9286 | 187.9286
BLD15NEW |  |  | Exterior Equipment (elec) | 0 | 0 | 0 | 0 | 0 | 0 | 0 | 0 | 0 | 0 | 0 | 0 | 0 | 0 | 0 | 0
BLD15NEW |  |  | Fans (elec) | 93.7502 | 127.5333 | 125.2156 | 132.4008 | 100.9259 | 129.6454 | 106.6377 | 138.823 | 147.2329 | 123.4216 | 150.7562 | 164.8014 | 163.8327 | 209.1399 | 188.0841 | 233.2789
BLD15NEW |  |  | Pumps (elec) | 0 | 0 | 0 | 0 | 0 | 0 | 0 | 0 | 0 | 0 | 0 | 0 | 0 | 0 | 0 | 0
BLD15NEW |  |  | Heat Rejection (elec) | 0 | 0 | 0 | 0 | 0 | 0 | 0 | 0 | 0 | 0 | 0 | 0 | 0 | 0 | 0 | 0
BLD15NEW |  |  | Humidification (elec) | 0 | 0 | 0 | 0 | 0 | 0 | 0 | 0 | 0 | 0 | 0 | 0 | 0 | 0 | 0 | 0
BLD15NEW |  |  | Heat Recovery (elec) | 0 | 0 | 0 | 0 | 0 | 0 | 0 | 0 | 0 | 0 | 0 | 0 | 0 | 0 | 0 | 0
BLD15NEW |  |  | Water Systems (elec) | 0 | 0 | 0 | 0 | 0 | 0 | 0 | 0 | 0 | 0 | 0 | 0 | 0 | 0 | 0 | 0
BLD15NEW |  |  | Refrigeration (elec) | 1072.9192 | 984.0389 | 868.843 | 881.7688 | 884.3472 | 787.93 | 804.3456 | 824.038 | 753.8671 | 766.0729 | 787.777 | 724.2244 | 771.5767 | 701.1426 | 715.659 | 675.523
BLD15NEW |  |  | Generators (elec) | 0 | 0 | 0 | 0 | 0 | 0 | 0 | 0 | 0 | 0 | 0 | 0 | 0 | 0 | 0 | 0
BLD15NEW |  |  | Total End Uses | 1718.4599 | 1644.6868 | 1549.578 | 1510.8054 | 1454.926 | 1433.8199 | 1375.1133 | 1451.9481 | 1384.0925 | 1354.6076 | 1418.1985 | 1363.869 | 1412.7737 | 1380.7032 | 1372.4105 | 1373.9198
BLD15NEW |  |  | Gas (MJ/m2)
BLD15NEW |  |  | Heating (gas) | 23.84 | 216.9231 | 223.2234 | 396.2696 | 261.3525 | 348.9891 | 495.1002 | 607.5837 | 509.9682 | 675.6355 | 768.1539 | 654.7973 | 924.653 | 841.0851 | 1133.1351 | 1653.0632
BLD15NEW |  |  | Cooling (gas) | 0 | 0 | 0 | 0 | 0 | 0 | 0 | 0 | 0 | 0 | 0 | 0 | 0 | 0 | 0 | 0
BLD15NEW |  |  | Interior Lighting (gas) | 0 | 0 | 0 | 0 | 0 | 0 | 0 | 0 | 0 | 0 | 0 | 0 | 0 | 0 | 0 | 0
BLD15NEW |  |  | Exterior Lighting (gas) | 0 | 0 | 0 | 0 | 0 | 0 | 0 | 0 | 0 | 0 | 0 | 0 | 0 | 0 | 0 | 0
BLD15NEW |  |  | Interior Equipment (gas) | 47.6298 | 47.6298 | 47.6298 | 47.6298 | 47.6298 | 47.6298 | 47.6298 | 47.6298 | 47.6298 | 47.6298 | 47.6298 | 47.6298 | 47.6298 | 47.6298 | 47.6298 | 47.6298
BLD15NEW |  |  | Exterior Equipment (gas) | 0 | 0 | 0 | 0 | 0 | 0 | 0 | 0 | 0 | 0 | 0 | 0 | 0 | 0 | 0 | 0
BLD15NEW |  |  | Fans (gas) | 0 | 0 | 0 | 0 | 0 | 0 | 0 | 0 | 0 | 0 | 0 | 0 | 0 | 0 | 0 | 0
BLD15NEW |  |  | Pumps (gas) | 0 | 0 | 0 | 0 | 0 | 0 | 0 | 0 | 0 | 0 | 0 | 0 | 0 | 0 | 0 | 0
BLD15NEW |  |  | Heat Rejection (gas) | 0 | 0 | 0 | 0 | 0 | 0 | 0 | 0 | 0 | 0 | 0 | 0 | 0 | 0 | 0 | 0
BLD15NEW |  |  | Humidification (gas) | 0 | 0 | 0 | 0 | 0 | 0 | 0 | 0 | 0 | 0 | 0 | 0 | 0 | 0 | 0 | 0
BLD15NEW |  |  | Heat Recovery (gas) | 0 | 0 | 0 | 0 | 0 | 0 | 0 | 0 | 0 | 0 | 0 | 0 | 0 | 0 | 0 | 0
BLD15NEW |  |  | Water Systems (gas) | 4.4154 | 4.8842 | 4.614 | 5.3387 | 5.2502 | 4.9416 | 5.6377 | 5.6951 | 5.6281 | 5.8793 | 6.006 | 5.9917 | 6.2787 | 6.3266 | 6.7236 | 7.2618
BLD15NEW |  |  | Refrigeration (gas) | 0 | 0 | 0 | 0 | 0 | 0 | 0 | 0 | 0 | 0 | 0 | 0 | 0 | 0 | 0 | 0
BLD15NEW |  |  | Generators (gas) | 0 | 0 | 0 | 0 | 0 | 0 | 0 | 0 | 0 | 0 | 0 | 0 | 0 | 0 | 0 | 0
BLD15NEW |  |  | Total End Uses | 75.8852 | 269.4371 | 275.4671 | 449.2357 | 314.2325 | 401.5581 | 548.3677 | 660.9086 | 563.2261 | 729.1421 | 821.7897 | 708.4164 | 978.5591 | 895.039 | 1187.4861 | 1707.9547
BLD15NEW |  |  | Purchased Cooling (MJ/m2)
BLD15NEW |  |  | Heating | 0 | 0 | 0 | 0 | 0 | 0 | 0 | 0 | 0 | 0 | 0 | 0 | 0 | 0 | 0 | 0
BLD15NEW |  |  | Cooling | 0 | 0 | 0 | 0 | 0 | 0 | 0 | 0 | 0 | 0 | 0 | 0 | 0 | 0 | 0 | 0
BLD15NEW |  |  | Interior Lighting | 0 | 0 | 0 | 0 | 0 | 0 | 0 | 0 | 0 | 0 | 0 | 0 | 0 | 0 | 0 | 0
BLD15NEW |  |  | Exterior Lighting | 0 | 0 | 0 | 0 | 0 | 0 | 0 | 0 | 0 | 0 | 0 | 0 | 0 | 0 | 0 | 0
BLD15NEW |  |  | Interior Equipment | 0 | 0 | 0 | 0 | 0 | 0 | 0 | 0 | 0 | 0 | 0 | 0 | 0 | 0 | 0 | 0
BLD15NEW |  |  | Exterior Equipment | 0 | 0 | 0 | 0 | 0 | 0 | 0 | 0 | 0 | 0 | 0 | 0 | 0 | 0 | 0 | 0
BLD15NEW |  |  | Fans | 0 | 0 | 0 | 0 | 0 | 0 | 0 | 0 | 0 | 0 | 0 | 0 | 0 | 0 | 0 | 0
BLD15NEW |  |  | Pumps | 0 | 0 | 0 | 0 | 0 | 0 | 0 | 0 | 0 | 0 | 0 | 0 | 0 | 0 | 0 | 0
BLD15NEW |  |  | Heat Rejection | 0 | 0 | 0 | 0 | 0 | 0 | 0 | 0 | 0 | 0 | 0 | 0 | 0 | 0 | 0 | 0
BLD15NEW |  |  | Humidification | 0 | 0 | 0 | 0 | 0 | 0 | 0 | 0 | 0 | 0 | 0 | 0 | 0 | 0 | 0 | 0
BLD15NEW |  |  | Heat Recovery | 0 | 0 | 0 | 0 | 0 | 0 | 0 | 0 | 0 | 0 | 0 | 0 | 0 | 0 | 0 | 0
BLD15NEW |  |  | Water Systems | 0 | 0 | 0 | 0 | 0 | 0 | 0 | 0 | 0 | 0 | 0 | 0 | 0 | 0 | 0 | 0
BLD15NEW |  |  | Refrigeration | 0 | 0 | 0 | 0 | 0 | 0 | 0 | 0 | 0 | 0 | 0 | 0 | 0 | 0 | 0 | 0
BLD15NEW |  |  | Generators | 0 | 0 | 0 | 0 | 0 | 0 | 0 | 0 | 0 | 0 | 0 | 0 | 0 | 0 | 0 | 0
BLD15NEW |  |  | Total End Uses | 0 | 0 | 0 | 0 | 0 | 0 | 0 | 0 | 0 | 0 | 0 | 0 | 0 | 0 | 0 | 0
BLD15NEW |  |  | Purchased Heating (MJ/m2)
BLD15NEW |  |  | Heating | 0 | 0 | 0 | 0 | 0 | 0 | 0 | 0 | 0 | 0 | 0 | 0 | 0 | 0 | 0 | 0
BLD15NEW |  |  | Cooling | 0 | 0 | 0 | 0 | 0 | 0 | 0 | 0 | 0 | 0 | 0 | 0 | 0 | 0 | 0 | 0
BLD15NEW |  |  | Interior Lighting | 0 | 0 | 0 | 0 | 0 | 0 | 0 | 0 | 0 | 0 | 0 | 0 | 0 | 0 | 0 | 0
BLD15NEW |  |  | Exterior Lighting | 0 | 0 | 0 | 0 | 0 | 0 | 0 | 0 | 0 | 0 | 0 | 0 | 0 | 0 | 0 | 0
BLD15NEW |  |  | Interior Equipment | 0 | 0 | 0 | 0 | 0 | 0 | 0 | 0 | 0 | 0 | 0 | 0 | 0 | 0 | 0 | 0
BLD15NEW |  |  | Exterior Equipment | 0 | 0 | 0 | 0 | 0 | 0 | 0 | 0 | 0 | 0 | 0 | 0 | 0 | 0 | 0 | 0
BLD15NEW |  |  | Fans | 0 | 0 | 0 | 0 | 0 | 0 | 0 | 0 | 0 | 0 | 0 | 0 | 0 | 0 | 0 | 0
BLD15NEW |  |  | Pumps | 0 | 0 | 0 | 0 | 0 | 0 | 0 | 0 | 0 | 0 | 0 | 0 | 0 | 0 | 0 | 0
BLD15NEW |  |  | Heat Rejection | 0 | 0 | 0 | 0 | 0 | 0 | 0 | 0 | 0 | 0 | 0 | 0 | 0 | 0 | 0 | 0
BLD15NEW |  |  | Humidification | 0 | 0 | 0 | 0 | 0 | 0 | 0 | 0 | 0 | 0 | 0 | 0 | 0 | 0 | 0 | 0
BLD15NEW |  |  | Heat Recovery | 0 | 0 | 0 | 0 | 0 | 0 | 0 | 0 | 0 | 0 | 0 | 0 | 0 | 0 | 0 | 0
BLD15NEW |  |  | Water Systems | 0 | 0 | 0 | 0 | 0 | 0 | 0 | 0 | 0 | 0 | 0 | 0 | 0 | 0 | 0 | 0
BLD15NEW |  |  | Refrigeration | 0 | 0 | 0 | 0 | 0 | 0 | 0 | 0 | 0 | 0 | 0 | 0 | 0 | 0 | 0 | 0
BLD15NEW |  |  | Generators | 0 | 0 | 0 | 0 | 0 | 0 | 0 | 0 | 0 | 0 | 0 | 0 | 0 | 0 | 0 | 0
BLD15NEW |  |  | Total End Uses | 0 | 0 | 0 | 0 | 0 | 0 | 0 | 0 | 0 | 0 | 0 | 0 | 0 | 0 | 0 | 0
BLD15NEW |  |  | Total Building (MJ/m2) | 1794.3451 | 1914.1239 | 1825.045 | 1960.041 | 1769.1609 | 1835.378 | 1923.481 | 2112.8543 | 1947.3186 | 2083.7497 | 2239.9881 | 2072.2878 | 2391.3327 | 2275.7421 | 2559.899 | 3081.8745
BLD15NEW |  | Peak Energy Demand
BLD15NEW |  |  | Electricity Peak Demand (kW)
BLD15NEW |  |  | Jan | 360.4727 | 357.8689 | 313.6288 | 339.8971 | 317.3563 | 306.9148 | 318.9003 | 310.2289 | 299.835 | 304.0091 | 305.0063 | 305.3251 | 301.3075 | 311.5744 | 302.3663 | 308.4167
BLD15NEW |  |  | Feb | 364.9106 | 348.2719 | 320.5684 | 317.9152 | 317.1582 | 319.0713 | 324.3508 | 307.9435 | 304.3837 | 304.2596 | 304.1612 | 302.6516 | 300.8312 | 319.8785 | 305.085 | 307.512
BLD15NEW |  |  | Mar | 362.7757 | 347.1386 | 339.5126 | 330.3696 | 322.1272 | 304.1124 | 307.3332 | 345.9412 | 309.108 | 305.7246 | 320.9797 | 307.0346 | 305.1012 | 310.7841 | 301.2702 | 307.5488
BLD15NEW |  |  | Apr | 372.555 | 365.6017 | 345.5532 | 347.1042 | 315.2915 | 342.3349 | 312.0653 | 333.6566 | 317.4392 | 309.5854 | 323.0833 | 316.6076 | 325.7869 | 310.7655 | 307.5067 | 302.9315
BLD15NEW |  |  | May | 383.0492 | 402.3899 | 385.5569 | 374.319 | 332.5993 | 357.8716 | 320.3007 | 357.346 | 336.2605 | 329.3624 | 358.0677 | 334.2809 | 368.3121 | 330.065 | 320.0649 | 322.6294
BLD15NEW |  |  | Jun | 404.7535 | 406.1376 | 444.4933 | 388.6512 | 330.7647 | 400.6798 | 327.1405 | 405.8595 | 356.5273 | 329.3884 | 379.412 | 350.064 | 393.1845 | 361.7006 | 363.9236 | 345.9353
BLD15NEW |  |  | Jul | 394.5089 | 416.1971 | 441.8643 | 408.2736 | 341.3787 | 399.5872 | 340.0158 | 411.9615 | 367.3504 | 345.0511 | 402.6983 | 362.4994 | 393.8981 | 372.061 | 384.2806 | 346.1522
BLD15NEW |  |  | Aug | 396.2853 | 414.2159 | 441.7539 | 389.8402 | 348.0809 | 399.9498 | 335.9035 | 408.4042 | 374.5861 | 342.1477 | 398.0654 | 364.5192 | 393.3042 | 363.5773 | 368.0937 | 344.6866
BLD15NEW |  |  | Sep | 383.519 | 400.2437 | 412.1701 | 370.2189 | 344.8762 | 378.7834 | 342.4032 | 364.3456 | 339.9232 | 345.2695 | 360.1223 | 342.0393 | 353.0258 | 349.0654 | 345.9043 | 317.4394
BLD15NEW |  |  | Oct | 383.031 | 370.706 | 362.2551 | 346.8364 | 333.7377 | 347.7632 | 325.1509 | 346.8698 | 327.6686 | 324.7558 | 352.0559 | 317.6417 | 322.858 | 323.1378 | 323.6758 | 309.6392
BLD15NEW |  |  | Nov | 368.8671 | 369.4641 | 334.7331 | 337.666 | 328.9547 | 315.3789 | 326.6372 | 347.6824 | 308.9423 | 327.2482 | 352.616 | 306.5842 | 318.6961 | 313.2145 | 321.6967 | 309.7935
BLD15NEW |  |  | Dec | 363.4951 | 354.7079 | 329.59 | 336.785 | 324.4194 | 305.2231 | 318.608 | 310.8615 | 300.5106 | 306.8942 | 312.4621 | 300.9959 | 302.0787 | 310.1927 | 303.979 | 314.1535
BLD15NEW |  |  | Time of Peak Electrical Demand
BLD15NEW |  |  | Jan | 06-JAN-18:15 | 20-JAN-18:15 | 05-JAN-18:15 | 24-JAN-18:15 | 10-JAN-18:15 | 23-JAN-18:15 | 05-JAN-18:15 | 09-JAN-11:15 | 05-JAN-18:15 | 14-JAN-11:15 | 17-JAN-18:15 | 27-JAN-18:15 | 30-JAN-18:15 | 23-JAN-18:15 | 13-JAN-18:15 | 20-JAN-18:15
BLD15NEW |  |  | Feb | 23-FEB-18:15 | 15-FEB-18:15 | 14-FEB-18:15 | 21-FEB-18:15 | 13-FEB-18:15 | 10-FEB-18:15 | 15-FEB-18:15 | 03-FEB-18:15 | 14-FEB-18:15 | 24-FEB-18:15 | 21-FEB-18:15 | 24-FEB-18:15 | 27-FEB-18:15 | 02-FEB-18:15 | 21-FEB-18:15 | 27-FEB-18:15
BLD15NEW |  |  | Mar | 13-MAR-17:15 | 28-MAR-17:15 | 17-MAR-17:15 | 29-MAR-17:15 | 06-MAR-18:15 | 31-MAR-17:15 | 09-MAR-18:15 | 09-MAR-18:15 | 08-MAR-18:15 | 08-MAR-18:15 | 14-MAR-17:15 | 30-MAR-17:15 | 23-MAR-17:15 | 30-MAR-17:15 | 10-MAR-18:15 | 06-MAR-18:15
BLD15NEW |  |  | Apr | 03-APR-17:15 | 29-APR-10:00 | 26-APR-17:15 | 14-APR-17:15 | 10-APR-10:45 | 21-APR-17:15 | 29-APR-10:45 | 04-APR-17:15 | 21-APR-17:15 | 29-APR-10:15 | 10-APR-10:15 | 26-APR-10:45 | 01-APR-17:15 | 24-APR-10:15 | 14-APR-10:15 | 14-APR-10:15
BLD15NEW |  |  | May | 15-MAY-17:15 | 26-MAY-17:15 | 30-MAY-17:15 | 31-MAY-17:15 | 30-MAY-10:45 | 31-MAY-17:15 | 24-MAY-17:15 | 15-MAY-17:15 | 31-MAY-17:15 | 05-MAY-17:15 | 30-MAY-17:15 | 24-MAY-10:45 | 27-MAY-17:15 | 25-MAY-17:15 | 27-MAY-10:45 | 31-MAY-10:15
BLD15NEW |  |  | Jun | 27-JUN-17:15 | 13-JUN-17:15 | 28-JUN-17:15 | 19-JUN-17:15 | 28-JUN-17:15 | 27-JUN-17:15 | 16-JUN-10:45 | 30-JUN-17:15 | 29-JUN-17:15 | 28-JUN-10:45 | 08-JUN-10:00 | 28-JUN-10:45 | 29-JUN-17:15 | 30-JUN-17:15 | 14-JUN-17:15 | 21-JUN-17:15
BLD15NEW |  |  | Jul | 13-JUL-17:15 | 05-JUL-17:15 | 19-JUL-17:15 | 03-JUL-17:15 | 29-JUL-10:45 | 25-JUL-17:15 | 03-JUL-10:45 | 25-JUL-10:00 | 18-JUL-17:15 | 31-JUL-17:15 | 14-JUL-10:00 | 19-JUL-10:45 | 13-JUL-17:15 | 21-JUL-17:15 | 06-JUL-17:15 | 11-JUL-17:15
BLD15NEW |  |  | Aug | 21-AUG-17:15 | 31-AUG-17:15 | 01-AUG-17:15 | 14-AUG-17:15 | 08-AUG-17:15 | 02-AUG-17:15 | 15-AUG-10:45 | 17-AUG-17:15 | 01-AUG-17:15 | 18-AUG-17:15 | 04-AUG-17:15 | 30-AUG-10:45 | 25-AUG-17:15 | 11-AUG-17:15 | 11-AUG-17:15 | 15-AUG-17:15
BLD15NEW |  |  | Sep | 13-SEP-17:15 | 16-SEP-10:00 | 08-SEP-17:15 | 06-SEP-17:15 | 09-SEP-10:45 | 01-SEP-17:15 | 29-SEP-10:45 | 08-SEP-17:15 | 01-SEP-17:15 | 02-SEP-10:45 | 06-SEP-10:45 | 09-SEP-10:45 | 14-SEP-17:15 | 01-SEP-17:15 | 08-SEP-17:15 | 01-SEP-17:15
BLD15NEW |  |  | Oct | 06-OCT-17:15 | 06-OCT-17:15 | 13-OCT-17:15 | 20-OCT-17:15 | 19-OCT-17:15 | 06-OCT-17:15 | 27-OCT-17:15 | 20-OCT-17:15 | 11-OCT-17:15 | 18-OCT-17:15 | 31-OCT-17:15 | 05-OCT-10:45 | 27-OCT-17:15 | 06-OCT-17:15 | 27-OCT-17:15 | 02-OCT-10:15
BLD15NEW |  |  | Nov | 07-NOV-18:15 | 27-NOV-18:15 | 13-NOV-18:15 | 28-NOV-18:15 | 03-NOV-17:15 | 21-NOV-18:15 | 16-NOV-18:15 | 03-NOV-17:15 | 09-NOV-18:15 | 03-NOV-17:15 | 02-NOV-17:15 | 16-NOV-18:15 | 02-NOV-17:15 | 07-NOV-18:15 | 08-NOV-18:15 | 14-NOV-18:15
BLD15NEW |  |  | Dec | 15-DEC-18:15 | 19-DEC-18:15 | 13-DEC-18:15 | 04-DEC-18:15 | 04-DEC-18:15 | 05-DEC-18:15 | 14-DEC-18:15 | 23-DEC-11:15 | 21-DEC-18:15 | 28-DEC-18:15 | 12-DEC-18:15 | 21-DEC-18:15 | 08-DEC-18:15 | 29-DEC-18:15 | 26-DEC-18:15 | 18-DEC-11:15
BLD15NEW |  | Source Energy
BLD15NEW |  |  | Total Source Energy (GJ) | 24177.49 | 26204.05 | 21748.98 | 23299.18 | 20260.7 | 23275.62 | 20296.88 | 24724.67 | 21771.29 | 13194.37 | 24776.72 | 22153.64 | 24768.21 | 24151.2 | 25142.08 | 28315.35
BLD15NEW |  |  | Total Source Energy (MJ/m2) | 5782.99 | 6267.72 | 5202.12 | 5572.91 | 4846.14 | 5567.27 | 4854.79 | 5913.87 | 5207.45 | 3155.95 | 5926.32 | 5298.91 | 5924.28 | 5776.7 | 6013.71 | 6772.72
BLD15NEW |  | Water Consumption (m3)
BLD15NEW |  |  | Cooling | 0 | 0 | 0 | 0 | 0 | 0 | 0 | 0 | 0 | 0 | 0 | 0 | 0 | 0 | 0 | 0
BLD15NEW |  |  | Heat Rejection | 0 | 0 | 0 | 0 | 0 | 0 | 0 | 0 | 0 | 0 | 0 | 0 | 0 | 0 | 0 | 0
BLD15NEW |  |  | Water Systems | 87.12 | 87.12 | 87.12 | 87.12 | 87.12 | 87.12 | 87.12 | 87.12 | 87.12 | 87.12 | 87.12 | 87.12 | 87.12 | 87.12 | 87.12 | 87.12
BLD15NEW |  |  | Total Building | 87.12 | 87.12 | 87.12 | 87.12 | 87.12 | 87.12 | 87.12 | 87.12 | 87.12 | 87.12 | 87.12 | 87.12 | 87.12 | 87.12 | 87.12 | 87.12
BLD15NEW |  | Emissions
BLD15NEW |  |  | Carbon Equivalent (kg) | 553041.023 | 657422.7308 | 564014.1361 | 574332.1133 | 221152.7799 | 591883.8788 | 227972.2041 | 504854.1821 | 699076.9497 | 169549.5688 | 940050.6348 | 700429.8701 | 635373.6965 | 653439.7556 | 635080.4163 | 577738.9396
BLD15NEW |  |  | CO2 (kg) | 1283880 | 1657380 | 1337550 | 1324490 | 595637.3887 | 1417650 | 617716.2028 | 1164370 | 1652660 | 431000.9307 | 2205010 | 1661930 | 1507860 | 1557830 | 1516380 | 1496710
BLD15NEW |  |  | NOX (kg) | 2250.1097 | 2154.6142 | 2213.7435 | 2457.471 | 513.2971 | 2260.8083 | 534.8484 | 2170.9184 | 2795.781 | 581.5113 | 3851.651 | 2785.2734 | 2556.1156 | 2596.2211 | 2529.9331 | 1746.7707
BLD15NEW |  |  | SO2 (kg) | 8542.4765 | 9111.1184 | 7236.7443 | 6158.9519 | 4917.0346 | 9160.0506 | 4647.5815 | 6156.0099 | 7019.7733 | 1216.7338 | 11100.361 | 6917.3855 | 3873.405 | 4282.4149 | 3763.0092 | 8124.0285
BLD15NEW |  |  | PM (kg) | 0 | 0 | 0 | 0 | 0 | 0 | 0 | 0 | 0 | 0 | 0 | 0 | 0 | 0 | 0 | 0
BLD15NEW |  |  | Hg (kg) | 0.039 | 0.0257 | 0.0197 | 0.0227 | 0.0023 | 0.0173 | 0.0023 | 0.0251 | 0.0276 | 0.0051 | 0.0338 | 0.0273 | 0.0287 | 0.0301 | 0.028 | 0.0282
BLD15NEW |  |  | Water for Electricity (m3) | 1057.24 | 3107.83 | 53455.2 | 10954.7 | 29666.5 | 45681.4 | 28039.1 | 382.8286 | 7298.83 | 16072.5 | 2555.22 | 7192.19 | 2545.44 | 101569 | 2472.72 | 1630.17

## Picture
DOE Commercial Building Benchmark - Super Market
Sales
Bakery
Deli
Produce
Office
DryStorage

## Schedules
UWG | Day | Schedule | Type | Through | Day of Week | 1 | 2 | 3 | 4 | 5 | 6 | 7 | 8 | 9 | 10 | 11 | 12 | 13 | 14 | 15 | 16 | 17 | 18 | 19 | 20 | 21 | 22 | 23 | 24 | Hours Per Day | Hours Per Week | Hours Per Year
|  | ALWAYS_ON | On/Off | Through 12/31 | All | [24 empty] | 24 | 168 | 8760 | bar: 1 to 24
|  | Deli_Exhaust_SCH | On/Off | Through 12/31 | WinterDesign, SummerDesign | [24 empty] | 24 | 0 | 0 | bar: 1 to 24
[5 empty] | Other | 0 | 0 | 0 | 0 | 0 | 0 | 1 | 1 | 1 | 1 | 1 | 1 | 1 | 1 | 1 | 1 | 1 | 1 | 1 | 1 | 1 | 1 | 0 | 0 | 16
SchEquip | WD | BLDG_EQUIP_SCH | Fraction | Through 12/31 | WD | 0.2 | 0.2 | 0.2 | 0.2 | 0.2 | 0.2 | 0.4 | 0.4 | 0.7 | 0.9 | 0.9 | 0.9 | 0.9 | 0.9 | 0.9 | 0.9 | 0.9 | 0.9 | 0.8 | 0.8 | 0.7 | 0.4 | 0.2 | 0.2 | 13.9 | 91.6 | 4776.29
| Sat |  |  |  | Sat | 0.15 | 0.15 | 0.15 | 0.15 | 0.15 | 0.15 | 0.3 | 0.3 | 0.5 | 0.8 | 0.9 | 0.9 | 0.9 | 0.9 | 0.9 | 0.9 | 0.9 | 0.9 | 0.7 | 0.5 | 0.5 | 0.3 | 0.15 | 0.15 | 12.3
[5 empty] | SummerDesign | [24 empty] | 24 | bar: 1 to 24
[5 empty] | WinterDesign | 0 | 0 | 0 | 0 | 0 | 0 | 0 | 0 | 0 | 0 | 0 | 0 | 0 | 0 | 0 | 0 | 0 | 0 | 0 | 0 | 0 | 0 | 0 | 0 | 0
| Sun |  |  |  | Sun, Hol, Other | 0.15 | 0.15 | 0.15 | 0.15 | 0.15 | 0.15 | 0.3 | 0.3 | 0.3 | 0.3 | 0.6 | 0.6 | 0.8 | 0.8 | 0.8 | 0.8 | 0.8 | 0.6 | 0.4 | 0.4 | 0.4 | 0.4 | 0.15 | 0.15 | 9.8
SchLight | WD | BLDG_LIGHT_SCH | Fraction | Through 12/31 | WD | 0.05 | 0.05 | 0.05 | 0.05 | 0.05 | 0.05 | 0.2 | 0.2 | 0.5 | 0.9 | 0.9 | 0.9 | 0.9 | 0.9 | 0.9 | 0.9 | 0.9 | 0.9 | 0.6 | 0.6 | 0.5 | 0.2 | 0.05 | 0.05 | 11.3 | 72.2 | 3764.71
| Sat |  |  |  | Sat | 0.05 | 0.05 | 0.05 | 0.05 | 0.05 | 0.05 | 0.1 | 0.1 | 0.3 | 0.6 | 0.9 | 0.9 | 0.9 | 0.9 | 0.9 | 0.9 | 0.9 | 0.9 | 0.5 | 0.3 | 0.3 | 0.1 | 0.05 | 0.05 | 9.9
[5 empty] | SummerDesign | [24 empty] | 24 | bar: 1 to 24
[5 empty] | WinterDesign | 0 | 0 | 0 | 0 | 0 | 0 | 0 | 0 | 0 | 0 | 0 | 0 | 0 | 0 | 0 | 0 | 0 | 0 | 0 | 0 | 0 | 0 | 0 | 0 | 0
| Sun |  |  |  | Sun, Hol, Other | 0.05 | 0.05 | 0.05 | 0.05 | 0.05 | 0.05 | 0.1 | 0.1 | 0.1 | 0.1 | 0.4 | 0.4 | 0.6 | 0.6 | 0.6 | 0.6 | 0.6 | 0.4 | 0.2 | 0.2 | 0.2 | 0.2 | 0.05 | 0.05 | 5.8
SchOcc | WD | BLDG_OCC_SCH | Fraction | Through 12/31 | WD | 0 | 0 | 0 | 0 | 0 | 0 | 0.1 | 0.1 | 0.2 | 0.5 | 0.5 | 0.7 | 0.7 | 0.7 | 0.7 | 0.8 | 0.7 | 0.5 | 0.5 | 0.3 | 0.3 | 0.3 | 0 | 0 | 7.6 | 49 | 2555
[5 empty] | SummerDesign | [24 empty] | 24 | bar: 1 to 24
| Sat |  |  |  | Sat | 0 | 0 | 0 | 0 | 0 | 0 | 0.1 | 0.1 | 0.2 | 0.5 | 0.6 | 0.8 | 0.8 | 0.8 | 0.8 | 0.8 | 0.8 | 0.6 | 0.2 | 0.2 | 0.2 | 0.1 | 0 | 0 | 7.6
[5 empty] | WinterDesign | 0 | 0 | 0 | 0 | 0 | 0 | 0 | 0 | 0 | 0 | 0 | 0 | 0 | 0 | 0 | 0 | 0 | 0 | 0 | 0 | 0 | 0 | 0 | 0 | 0
| Sun |  |  |  | Sun, Hol, Other | 0 | 0 | 0 | 0 | 0 | 0 | 0.1 | 0.1 | 0.1 | 0.1 | 0.2 | 0.2 | 0.4 | 0.4 | 0.4 | 0.4 | 0.4 | 0.2 | 0.1 | 0.1 | 0.1 | 0.1 | 0 | 0 | 3.4
|  | INFIL_HALF_ON_SCH | Fraction | Through 12/31 | WD, SummerDesign | 1 | 1 | 1 | 1 | 1 | 1 | 0.5 | 0.5 | 0.5 | 0.5 | 0.5 | 0.5 | 0.5 | 0.5 | 0.5 | 0.5 | 0.5 | 0.5 | 0.5 | 0.5 | 0.5 | 0.5 | 1 | 1 | 16 | 115.5 | 6022.5
[5 empty] | Sat | 1 | 1 | 1 | 1 | 1 | 1 | 0.5 | 0.5 | 0.5 | 0.5 | 0.5 | 0.5 | 0.5 | 0.5 | 0.5 | 0.5 | 0.5 | 0.5 | 0.5 | 0.5 | 0.5 | 0.5 | 1 | 1 | 16
[5 empty] | WinterDesign | [24 empty] | 24 | bar: 1 to 24
[5 empty] | Sun, Hol, Other | 1 | 1 | 1 | 1 | 1 | 1 | 1 | 1 | 0.5 | 0.5 | 0.5 | 0.5 | 0.5 | 0.5 | 0.5 | 0.5 | 0.5 | 1 | 1 | 1 | 1 | 1 | 1 | 1 | 19.5
|  | CLOTHING_SCH | Any Number | Through 04/30 | All | [24 empty] | 24 | 168 | 6924 | bar: 1 to 24
|  |  |  | Through 09/30 | All | 0.5 | 0.5 | 0.5 | 0.5 | 0.5 | 0.5 | 0.5 | 0.5 | 0.5 | 0.5 | 0.5 | 0.5 | 0.5 | 0.5 | 0.5 | 0.5 | 0.5 | 0.5 | 0.5 | 0.5 | 0.5 | 0.5 | 0.5 | 0.5 | 12 | 84
|  |  |  | Through 12/31 | All | [24 empty] | 24 | 168 | bar: 1 to 24
|  | WORK_EFF_SCH | Fraction | Through 12/31 | All | 0 | 0 | 0 | 0 | 0 | 0 | 0 | 0 | 0 | 0 | 0 | 0 | 0 | 0 | 0 | 0 | 0 | 0 | 0 | 0 | 0 | 0 | 0 | 0 | 0 | 0 | 0
|  | ACTIVITY_SCH | Any Number | Through 12/31 | All | 120 | 120 | 120 | 120 | 120 | 120 | 120 | 120 | 120 | 120 | 120 | 120 | 120 | 120 | 120 | 120 | 120 | 120 | 120 | 120 | 120 | 120 | 120 | 120 | 2880 | 20160 | 1051200
|  | AIR_VELO_SCH | Any Number | Through 12/31 | All | 0.2 | 0.2 | 0.2 | 0.2 | 0.2 | 0.2 | 0.2 | 0.2 | 0.2 | 0.2 | 0.2 | 0.2 | 0.2 | 0.2 | 0.2 | 0.2 | 0.2 | 0.2 | 0.2 | 0.2 | 0.2 | 0.2 | 0.2 | 0.2 | 4.8 | 33.6 | 1752
|  | CLGSETP_SCH | Temperature | Through 12/31 | WinterDesign | 30 | 30 | 30 | 30 | 30 | 30 | 30 | 30 | 30 | 30 | 30 | 30 | 30 | 30 | 30 | 30 | 30 | 30 | 30 | 30 | 30 | 30 | 30 | 30 | 720 | 0 | 0
SetCool | WD |  |  |  | Other | 30 | 30 | 30 | 30 | 30 | 30 | 24 | 24 | 24 | 24 | 24 | 24 | 24 | 24 | 24 | 24 | 24 | 24 | 24 | 24 | 24 | 24 | 30 | 30 | 624
| Sat |  |  |  | Other | 30 | 30 | 30 | 30 | 30 | 30 | 24 | 24 | 24 | 24 | 24 | 24 | 24 | 24 | 24 | 24 | 24 | 24 | 24 | 24 | 24 | 24 | 30 | 30
| Sun |  |  |  | Other | 30 | 30 | 30 | 30 | 30 | 30 | 24 | 24 | 24 | 24 | 24 | 24 | 24 | 24 | 24 | 24 | 24 | 24 | 24 | 24 | 24 | 24 | 30 | 30
|  | HTGSETP_SCH | Temperature | Through 12/31 | SummerDesign | 15.6 | 15.6 | 15.6 | 15.6 | 15.6 | 15.6 | 15.6 | 15.6 | 15.6 | 15.6 | 15.6 | 15.6 | 15.6 | 15.6 | 15.6 | 15.6 | 15.6 | 15.6 | 15.6 | 15.6 | 15.6 | 15.6 | 15.6 | 15.6 | 374.4 | 0 | 0
SetHeat | WD |  |  |  | Other | 15.6 | 15.6 | 15.6 | 15.6 | 15.6 | 15.6 | 21 | 21 | 21 | 21 | 21 | 21 | 21 | 21 | 21 | 21 | 21 | 21 | 21 | 21 | 21 | 21 | 15.6 | 15.6 | 460.8
| Sat |  |  |  | Other | 15.6 | 15.6 | 15.6 | 15.6 | 15.6 | 15.6 | 21 | 21 | 21 | 21 | 21 | 21 | 21 | 21 | 21 | 21 | 21 | 21 | 21 | 21 | 21 | 21 | 15.6 | 15.6
| Sun |  |  |  | Other | 15.6 | 15.6 | 15.6 | 15.6 | 15.6 | 15.6 | 21 | 21 | 21 | 21 | 21 | 21 | 21 | 21 | 21 | 21 | 21 | 21 | 21 | 21 | 21 | 21 | 15.6 | 15.6
|  | HVACOperationSchd | On/Off | Through 12/31 | All | 0 | 0 | 0 | 0 | 0 | 0 | 1 | 1 | 1 | 1 | 1 | 1 | 1 | 1 | 1 | 1 | 1 | 1 | 1 | 1 | 1 | 1 | 0 | 0 | 16 | 112 | 5840
|  | MinOA_Sched | Fraction | Through 12/31 | All | 0 | 0 | 0 | 0 | 0 | 0 | 1 | 1 | 1 | 1 | 1 | 1 | 1 | 1 | 1 | 1 | 1 | 1 | 1 | 1 | 1 | 1 | 0 | 0 | 16 | 112 | 5840
|  | Dual Zone Control Type Sched | Control Type | Through 12/31 | All | 4 | 4 | 4 | 4 | 4 | 4 | 4 | 4 | 4 | 4 | 4 | 4 | 4 | 4 | 4 | 4 | 4 | 4 | 4 | 4 | 4 | 4 | 4 | 4 | 96 | 672 | 35040
|  | Bakery_Case:1_WALKINFREEZER_CaseCreditReduxSched | Fraction | Through 12/31 | All | 0.2 | 0.2 | 0.2 | 0.2 | 0.2 | 0.2 | 0.2 | 0.4 | 0.4 | 0.4 | 0.4 | 0.4 | 0.4 | 0.4 | 0.4 | 0.4 | 0.4 | 0.4 | 0.4 | 0.4 | 0.4 | 0.2 | 0.2 | 0.2 | 7.6 | 53.2 | 2774
|  | Bakery_Case:1_WALKINFREEZER_CaseDefrost2aDaySched | On/Off | Through 12/31 | All | 0 | 0 | 0 | 0 | 0 | 0 | 0 | 0 | 0 | 0 | 0 | 0 | 0 | 0 | 0 | 0 | 0 | 0 | 0 | 0 | 0 | 0 | 0 | 0 | 0.67 | 4.67 | 243.33
|  | Bakery_Case:1_WALKINFREEZER_CaseDripDown2aDaySched | On/Off | Through 12/31 | All | 0 | 0 | 0 | 0 | 0 | 0 | 0 | 0 | 0 | 0 | 0 | 0 | 0 | 0 | 0 | 0 | 0 | 0 | 0 | 0 | 0 | 0 | 0 | 0 | 1 | 7 | 365
|  | Bakery_Case:1_WALKINFREEZER_WalkInStockingSched | Any Number | Through 12/31 | Tue, Fri | 0 | 0 | 0 | 0 | 725 | 417 | 290 | 0 | 0 | 0 | 0 | 0 | 0 | 0 | 0 | 0 | 0 | 0 | 0 | 0 | 0 | 0 | 0 | 0 | 1432 | 1432 | 74668.57
[5 empty] | Other | 0 | 0 | 0 | 0 | 125 | 117 | 90 | 0 | 0 | 0 | 0 | 0 | 0 | 0 | 0 | 0 | 0 | 0 | 0 | 125 | 117 | 90 | 0 | 0 | 664
|  | Deli_Case:1_ MULTIDECKDIARYANDDELICASE_CaseCreditReduxSched | Fraction | Through 12/31 | All | 0.2 | 0.2 | 0.2 | 0.2 | 0.2 | 0.2 | 0.2 | 0.6 | 0.6 | 0.6 | 0.6 | 0.6 | 0.6 | 0.6 | 0.6 | 0.6 | 0.6 | 0.6 | 0.6 | 0.6 | 0.6 | 0.2 | 0.2 | 0.2 | 10.4 | 72.8 | 3796
|  | Deli_Case:1_ MULTIDECKDIARYANDDELICASE_CaseDefrost2aDaySched | On/Off | Through 12/31 | All | 0 | 0 | 0 | 0 | 0 | 0 | 0 | 0 | 0 | 0 | 0 | 0 | 0 | 0 | 0 | 0 | 0 | 0 | 0 | 0 | 0 | 0 | 0 | 0 | 0.67 | 4.67 | 243.33
|  | Deli_Case:1_ MULTIDECKDIARYANDDELICASE_CaseDripDown2aDaySched | On/Off | Through 12/31 | All | 0 | 0 | 0 | 0 | 0 | 0 | 0 | 0 | 0 | 0 | 0 | 0 | 0 | 0 | 0 | 0 | 0 | 0 | 0 | 0 | 0 | 0 | 0 | 0 | 1 | 7 | 365
|  | Deli_Case:1_ MULTIDECKDIARYANDDELICASE_CaseStockingSched | Any Number | Through 12/31 | All | 0 | 0 | 0 | 0 | 0 | 0 | 0 | 0 | 0 | 0 | 0 | 0 | 0 | 50 | 35 | 0 | 0 | 0 | 0 | 0 | 0 | 0 | 0 | 0 | 85 | 595 | 31025
|  | Deli_Case:2_WALKINFREEZER_CaseCreditReduxSched | Fraction | Through 12/31 | All | 0.2 | 0.2 | 0.2 | 0.2 | 0.2 | 0.2 | 0.2 | 0.4 | 0.4 | 0.4 | 0.4 | 0.4 | 0.4 | 0.4 | 0.4 | 0.4 | 0.4 | 0.4 | 0.4 | 0.4 | 0.4 | 0.2 | 0.2 | 0.2 | 7.6 | 53.2 | 2774
|  | Deli_Case:2_WALKINFREEZER_CaseDefrost2aDaySched | On/Off | Through 12/31 | All | 0 | 0 | 0 | 0 | 0 | 0 | 0 | 0 | 0 | 0 | 0 | 0 | 0 | 0 | 0 | 0 | 0 | 0 | 0 | 0 | 0 | 0 | 0 | 0 | 0.67 | 4.67 | 243.33
|  | Deli_Case:2_WALKINFREEZER_CaseDripDown2aDaySched | On/Off | Through 12/31 | All | 0 | 0 | 0 | 0 | 0 | 0 | 0 | 0 | 0 | 0 | 0 | 0 | 0 | 0 | 0 | 0 | 0 | 0 | 0 | 0 | 0 | 0 | 0 | 0 | 1 | 7 | 365
|  | Deli_Case:2_WALKINFREEZER_WalkInStockingSched | Any Number | Through 12/31 | Tue, Fri | 0 | 0 | 0 | 0 | 725 | 417 | 290 | 0 | 0 | 0 | 0 | 0 | 0 | 0 | 0 | 0 | 0 | 0 | 0 | 0 | 0 | 0 | 0 | 0 | 1432 | 1432 | 74668.57
[5 empty] | Other | 0 | 0 | 0 | 0 | 125 | 117 | 90 | 0 | 0 | 0 | 0 | 0 | 0 | 0 | 0 | 0 | 0 | 0 | 0 | 125 | 117 | 90 | 0 | 0 | 664
|  | Produce_Case:1_ MULTIDECKDIARYANDDELICASE_CaseCreditReduxSched | Fraction | Through 12/31 | All | 0.2 | 0.2 | 0.2 | 0.2 | 0.2 | 0.2 | 0.2 | 0.6 | 0.6 | 0.6 | 0.6 | 0.6 | 0.6 | 0.6 | 0.6 | 0.6 | 0.6 | 0.6 | 0.6 | 0.6 | 0.6 | 0.2 | 0.2 | 0.2 | 10.4 | 72.8 | 3796
|  | Produce_Case:1_ MULTIDECKDIARYANDDELICASE_CaseDefrost2aDaySched | On/Off | Through 12/31 | All | 0 | 0 | 0 | 0 | 0 | 0 | 0 | 0 | 0 | 0 | 0 | 0 | 0 | 0 | 0 | 0 | 0 | 0 | 0 | 0 | 0 | 0 | 0 | 0 | 0.67 | 4.67 | 243.33
|  | Produce_Case:1_ MULTIDECKDIARYANDDELICASE_CaseDripDown2aDaySched | On/Off | Through 12/31 | All | 0 | 0 | 0 | 0 | 0 | 0 | 0 | 0 | 0 | 0 | 0 | 0 | 0 | 0 | 0 | 0 | 0 | 0 | 0 | 0 | 0 | 0 | 0 | 0 | 1 | 7 | 365
|  | Produce_Case:1_ MULTIDECKDIARYANDDELICASE_CaseStockingSched | Any Number | Through 12/31 | All | 0 | 0 | 0 | 0 | 0 | 0 | 0 | 0 | 0 | 0 | 0 | 0 | 0 | 50 | 35 | 0 | 0 | 0 | 0 | 0 | 0 | 0 | 0 | 0 | 85 | 595 | 31025
|  | Sales_Case:1_MEATDISPLAYCASE_CaseDefrost2aDaySched | On/Off | Through 12/31 | All | 0 | 0 | 0 | 0 | 0 | 0 | 0 | 0 | 0 | 0 | 0 | 0 | 0 | 0 | 0 | 0 | 0 | 0 | 0 | 0 | 0 | 0 | 0 | 0 | 0.67 | 4.67 | 243.33
|  | Sales_Case:1_MEATDISPLAYCASE_CaseDripDown2aDaySched | On/Off | Through 12/31 | All | 0 | 0 | 0 | 0 | 0 | 0 | 0 | 0 | 0 | 0 | 0 | 0 | 0 | 0 | 0 | 0 | 0 | 0 | 0 | 0 | 0 | 0 | 0 | 0 | 1 | 7 | 365
|  | Sales_Case:1_MEATDISPLAYCASE_CaseStockingSched | Any Number | Through 12/31 | All | 0 | 0 | 0 | 0 | 0 | 0 | 0 | 0 | 0 | 0 | 0 | 0 | 0 | 50 | 35 | 0 | 0 | 0 | 0 | 0 | 0 | 0 | 0 | 0 | 85 | 595 | 31025
|  | Sales_Case:2_ MULTIDECKDIARYANDDELICASE_CaseCreditReduxSched | Fraction | Through 12/31 | All | 0.2 | 0.2 | 0.2 | 0.2 | 0.2 | 0.2 | 0.2 | 0.6 | 0.6 | 0.6 | 0.6 | 0.6 | 0.6 | 0.6 | 0.6 | 0.6 | 0.6 | 0.6 | 0.6 | 0.6 | 0.6 | 0.2 | 0.2 | 0.2 | 10.4 | 72.8 | 3796
|  | Sales_Case:2_ MULTIDECKDIARYANDDELICASE_CaseDefrost2aDaySched | On/Off | Through 12/31 | All | 0 | 0 | 0 | 0 | 0 | 0 | 0 | 0 | 0 | 0 | 0 | 0 | 0 | 0 | 0 | 0 | 0 | 0 | 0 | 0 | 0 | 0 | 0 | 0 | 0.67 | 4.67 | 243.33
|  | Sales_Case:2_ MULTIDECKDIARYANDDELICASE_CaseDripDown2aDaySched | On/Off | Through 12/31 | All | 0 | 0 | 0 | 0 | 0 | 0 | 0 | 0 | 0 | 0 | 0 | 0 | 0 | 0 | 0 | 0 | 0 | 0 | 0 | 0 | 0 | 0 | 0 | 0 | 1 | 7 | 365
|  | Sales_Case:2_ MULTIDECKDIARYANDDELICASE_CaseStockingSched | Any Number | Through 12/31 | All | 0 | 0 | 0 | 0 | 0 | 0 | 0 | 0 | 0 | 0 | 0 | 0 | 0 | 50 | 35 | 0 | 0 | 0 | 0 | 0 | 0 | 0 | 0 | 0 | 85 | 595 | 31025
|  | Sales_Case:3_GLASSDOORFROZENFOOD_CaseCreditReduxSched | Fraction | Through 12/31 | All | 0.2 | 0.2 | 0.2 | 0.2 | 0.2 | 0.2 | 0.2 | 0.6 | 0.6 | 0.6 | 0.6 | 0.6 | 0.6 | 0.6 | 0.6 | 0.6 | 0.6 | 0.6 | 0.6 | 0.6 | 0.6 | 0.2 | 0.2 | 0.2 | 10.4 | 72.8 | 3796
|  | Sales_Case:3_GLASSDOORFROZENFOOD_CaseDefrost2aDaySched | On/Off | Through 12/31 | All | 0 | 0 | 0 | 0 | 0 | 0 | 0 | 0 | 0 | 0 | 0 | 0 | 0 | 0 | 0 | 0 | 0 | 0 | 0 | 0 | 0 | 0 | 0 | 0 | 0.57 | 3.97 | 206.83
|  | Sales_Case:3_GLASSDOORFROZENFOOD_CaseDripDown2aDaySched | On/Off | Through 12/31 | All | 0 | 0 | 0 | 0 | 0 | 0 | 0 | 0 | 0 | 0 | 0 | 0 | 0 | 0 | 0 | 0 | 0 | 0 | 0 | 0 | 0 | 0 | 0 | 0 | 0.73 | 5.13 | 267.67
|  | Sales_Case:3_GLASSDOORFROZENFOOD_CaseStockingSched | Any Number | Through 12/31 | All | 0 | 0 | 0 | 0 | 0 | 0 | 0 | 0 | 0 | 0 | 0 | 0 | 0 | 50 | 35 | 0 | 0 | 0 | 0 | 0 | 0 | 0 | 0 | 0 | 85 | 595 | 31025
|  | Sales_Case:4_OPENWELLICECREAMDISPLAYCASE_CaseCreditReduxSched | Fraction | Through 12/31 | All | 0.2 | 0.2 | 0.2 | 0.2 | 0.2 | 0.2 | 0.2 | 0.6 | 0.6 | 0.6 | 0.6 | 0.6 | 0.6 | 0.6 | 0.6 | 0.6 | 0.6 | 0.6 | 0.6 | 0.6 | 0.6 | 0.2 | 0.2 | 0.2 | 10.4 | 72.8 | 3796
|  | Sales_Case:4_OPENWELLICECREAMDISPLAYCASE_CaseDefrost2aDaySched | On/Off | Through 12/31 | All | 0 | 0 | 0 | 0 | 0 | 0 | 0 | 0 | 0 | 0 | 0 | 0 | 0 | 0 | 0 | 0 | 0 | 0 | 0 | 0 | 0 | 0 | 0 | 0 | 0.67 | 4.67 | 243.33
|  | Sales_Case:4_OPENWELLICECREAMDISPLAYCASE_CaseDripDown2aDaySched | On/Off | Through 12/31 | All | 0 | 0 | 0 | 0 | 0 | 0 | 0 | 0 | 0 | 0 | 0 | 0 | 0 | 0 | 0 | 0 | 0 | 0 | 0 | 0 | 0 | 0 | 0 | 0 | 1 | 7 | 365
|  | Sales_Case:4_OPENWELLICECREAMDISPLAYCASE_CaseStockingSched | Any Number | Through 12/31 | All | 0 | 0 | 0 | 0 | 0 | 0 | 0 | 0 | 0 | 0 | 0 | 0 | 0 | 50 | 35 | 0 | 0 | 0 | 0 | 0 | 0 | 0 | 0 | 0 | 85 | 595 | 31025
|  | Sales_Case:5_WALKINFREEZER_CaseCreditReduxSched | Fraction | Through 12/31 | All | 0.2 | 0.2 | 0.2 | 0.2 | 0.2 | 0.2 | 0.2 | 0.4 | 0.4 | 0.4 | 0.4 | 0.4 | 0.4 | 0.4 | 0.4 | 0.4 | 0.4 | 0.4 | 0.4 | 0.4 | 0.4 | 0.2 | 0.2 | 0.2 | 7.6 | 53.2 | 2774
|  | Sales_Case:5_WALKINFREEZER_CaseDefrost2aDaySched | On/Off | Through 12/31 | All | 0 | 0 | 0 | 0 | 0 | 0 | 0 | 0 | 0 | 0 | 0 | 0 | 0 | 0 | 0 | 0 | 0 | 0 | 0 | 0 | 0 | 0 | 0 | 0 | 0.67 | 4.67 | 243.33
|  | Sales_Case:5_WALKINFREEZER_CaseDripDown2aDaySched | On/Off | Through 12/31 | All | 0 | 0 | 0 | 0 | 0 | 0 | 0 | 0 | 0 | 0 | 0 | 0 | 0 | 0 | 0 | 0 | 0 | 0 | 0 | 0 | 0 | 0 | 0 | 0 | 1 | 7 | 365
|  | Sales_Case:5_WALKINFREEZER_WalkInStockingSched | Any Number | Through 12/31 | Tue, Fri | 0 | 0 | 0 | 0 | 725 | 417 | 290 | 0 | 0 | 0 | 0 | 0 | 0 | 0 | 0 | 0 | 0 | 0 | 0 | 0 | 0 | 0 | 0 | 0 | 1432 | 1432 | 74668.57
[5 empty] | Other | 0 | 0 | 0 | 0 | 125 | 117 | 90 | 0 | 0 | 0 | 0 | 0 | 0 | 0 | 0 | 0 | 0 | 0 | 0 | 125 | 117 | 90 | 0 | 0 | 664
|  | Sales_Case:6_WALKINFREEZER_CaseCreditReduxSched | Fraction | Through 12/31 | All | 0.2 | 0.2 | 0.2 | 0.2 | 0.2 | 0.2 | 0.2 | 0.4 | 0.4 | 0.4 | 0.4 | 0.4 | 0.4 | 0.4 | 0.4 | 0.4 | 0.4 | 0.4 | 0.4 | 0.4 | 0.4 | 0.2 | 0.2 | 0.2 | 7.6 | 53.2 | 2774
|  | Sales_Case:6_WALKINFREEZER_CaseDefrost2aDaySched | On/Off | Through 12/31 | All | 0 | 0 | 0 | 0 | 0 | 0 | 0 | 0 | 0 | 0 | 0 | 0 | 0 | 0 | 0 | 0 | 0 | 0 | 0 | 0 | 0 | 0 | 0 | 0 | 0.67 | 4.67 | 243.33
|  | Sales_Case:6_WALKINFREEZER_CaseDripDown2aDaySched | On/Off | Through 12/31 | All | 0 | 0 | 0 | 0 | 0 | 0 | 0 | 0 | 0 | 0 | 0 | 0 | 0 | 0 | 0 | 0 | 0 | 0 | 0 | 0 | 0 | 0 | 0 | 0 | 1 | 7 | 365
|  | Sales_Case:6_WALKINFREEZER_WalkInStockingSched | Any Number | Through 12/31 | Tue, Fri | 0 | 0 | 0 | 0 | 725 | 417 | 290 | 0 | 0 | 0 | 0 | 0 | 0 | 0 | 0 | 0 | 0 | 0 | 0 | 0 | 0 | 0 | 0 | 0 | 1432 | 1432 | 74668.57
[5 empty] | Other | 0 | 0 | 0 | 0 | 125 | 117 | 90 | 0 | 0 | 0 | 0 | 0 | 0 | 0 | 0 | 0 | 0 | 0 | 0 | 125 | 117 | 90 | 0 | 0 | 664
|  | Sales_Case:7_WALKINFREEZER_CaseCreditReduxSched | Fraction | Through 12/31 | All | 0.2 | 0.2 | 0.2 | 0.2 | 0.2 | 0.2 | 0.2 | 0.4 | 0.4 | 0.4 | 0.4 | 0.4 | 0.4 | 0.4 | 0.4 | 0.4 | 0.4 | 0.4 | 0.4 | 0.4 | 0.4 | 0.2 | 0.2 | 0.2 | 7.6 | 53.2 | 2774
|  | Sales_Case:7_WALKINFREEZER_CaseDefrost2aDaySched | On/Off | Through 12/31 | All | 0 | 0 | 0 | 0 | 0 | 0 | 0 | 0 | 0 | 0 | 0 | 0 | 0 | 0 | 0 | 0 | 0 | 0 | 0 | 0 | 0 | 0 | 0 | 0 | 0.67 | 4.67 | 243.33
|  | Sales_Case:7_WALKINFREEZER_CaseDripDown2aDaySched | On/Off | Through 12/31 | All | 0 | 0 | 0 | 0 | 0 | 0 | 0 | 0 | 0 | 0 | 0 | 0 | 0 | 0 | 0 | 0 | 0 | 0 | 0 | 0 | 0 | 0 | 0 | 0 | 1 | 7 | 365
|  | Sales_Case:7_WALKINFREEZER_WalkInStockingSched | Any Number | Through 12/31 | Tue, Fri | 0 | 0 | 0 | 0 | 725 | 417 | 290 | 0 | 0 | 0 | 0 | 0 | 0 | 0 | 0 | 0 | 0 | 0 | 0 | 0 | 0 | 0 | 0 | 0 | 1432 | 1432 | 74668.57
[5 empty] | Other | 0 | 0 | 0 | 0 | 125 | 117 | 90 | 0 | 0 | 0 | 0 | 0 | 0 | 0 | 0 | 0 | 0 | 0 | 0 | 125 | 117 | 90 | 0 | 0 | 664
SchSWH | WD | BLDG_SWH_SCH | Fraction | Through 12/31 | WD, SummerDesign | 0.04 | 0.05 | 0.05 | 0.04 | 0.04 | 0.04 | 0.04 | 0.15 | 0.23 | 0.32 | 0.41 | 0.57 | 0.62 | 0.61 | 0.5 | 0.45 | 0.46 | 0.47 | 0.42 | 0.34 | 0.33 | 0.23 | 0.13 | 0.08 | 6.62 | 44.59 | 2325.05
| Sat |  |  |  | Sat, WinterDesign | 0.11 | 0.1 | 0.08 | 0.06 | 0.06 | 0.06 | 0.07 | 0.2 | 0.24 | 0.27 | 0.42 | 0.54 | 0.59 | 0.6 | 0.49 | 0.48 | 0.47 | 0.46 | 0.44 | 0.36 | 0.29 | 0.22 | 0.16 | 0.13 | 6.9
| Sun |  |  |  | Sun, Hol, Other | 0.07 | 0.07 | 0.07 | 0.06 | 0.06 | 0.06 | 0.07 | 0.1 | 0.12 | 0.14 | 0.29 | 0.31 | 0.36 | 0.36 | 0.34 | 0.35 | 0.37 | 0.34 | 0.25 | 0.27 | 0.21 | 0.16 | 0.1 | 0.06 | 4.59
|  | Water Equipment Latent fract sched | Fraction | Through 12/31 | All | 0.05 | 0.05 | 0.05 | 0.05 | 0.05 | 0.05 | 0.05 | 0.05 | 0.05 | 0.05 | 0.05 | 0.05 | 0.05 | 0.05 | 0.05 | 0.05 | 0.05 | 0.05 | 0.05 | 0.05 | 0.05 | 0.05 | 0.05 | 0.05 | 1.2 | 8.4 | 438
|  | Water Equipment Sensible fract sched | Fraction | Through 12/31 | All | 0.2 | 0.2 | 0.2 | 0.2 | 0.2 | 0.2 | 0.2 | 0.2 | 0.2 | 0.2 | 0.2 | 0.2 | 0.2 | 0.2 | 0.2 | 0.2 | 0.2 | 0.2 | 0.2 | 0.2 | 0.2 | 0.2 | 0.2 | 0.2 | 4.8 | 33.6 | 1752
|  | Water Equipment Hot Supply Temp Sched | Temperature | Through 12/31 | All | 49 | 49 | 49 | 49 | 49 | 49 | 49 | 49 | 49 | 49 | 49 | 49 | 49 | 49 | 49 | 49 | 49 | 49 | 49 | 49 | 49 | 49 | 49 | 49 | 1176 | 8232 | 429240
|  | Water Equipment Temp Sched | Temperature | Through 12/31 | All | 49 | 49 | 49 | 49 | 49 | 49 | 49 | 49 | 49 | 49 | 49 | 49 | 49 | 49 | 49 | 49 | 49 | 49 | 49 | 49 | 49 | 49 | 49 | 49 | 1176 | 8232 | 429240
|  | PlantOnSched | On/Off | Through 12/31 | All | [24 empty] | 24 | 168 | 8760 | bar: 1 to 24
|  | SWHSys1 Water Heater Ambient Temperature Schedule Name | Temperature | Through 12/31 | All | 22 | 22 | 22 | 22 | 22 | 22 | 22 | 22 | 22 | 22 | 22 | 22 | 22 | 22 | 22 | 22 | 22 | 22 | 22 | 22 | 22 | 22 | 22 | 22 | 528 | 3696 | 192720
|  | SWHSys1 Water Heater Setpoint Temperature Schedule Name | Temperature | Through 12/31 | All | 60 | 60 | 60 | 60 | 60 | 60 | 60 | 60 | 60 | 60 | 60 | 60 | 60 | 60 | 60 | 60 | 60 | 60 | 60 | 60 | 60 | 60 | 60 | 60 | 1440 | 10080 | 525600
|  | SWHSys1-Loop-Temp-Schedule | Temperature | Through 12/31 | All | 60 | 60 | 60 | 60 | 60 | 60 | 60 | 60 | 60 | 60 | 60 | 60 | 60 | 60 | 60 | 60 | 60 | 60 | 60 | 60 | 60 | 60 | 60 | 60 | 1440 | 10080 | 525600