## 1
1 | Building Summary Medium Office pre-1980 construction
UWG |  |  | Value | Value | Value
areaFloor |  | Total Floor Area (m2) | 4982.2 | 4982.2 | 4982.2
nFloor |  | Number of Floors | 3 | 3 | 3
glazing |  | Total | 0.33 | 0.33 | 0.33
hCeiling |  | Floor to Ceiling Height (m) | 2.74 | 2.74 | 2.74
areaWall |  | Gross Dimensions - Total Area (m2) | 1977.67 | 1977.67 | 1977.67
ver2hor |  | Wall to Skin Ratio | 0.544 | 0.544 | 0.544
areaRoof |  | Gross Dimensions - Total Area (m2) | 1661 | 1661 | 1661
areaWindow |  | Total Area (m2) | 652.84 | 652.84 | 652.84

## 2
2 |  | Zone Summary
BLD | UWG | Zone Name | Conditioned (Y/N) | Multiplier | Area (m2) | Volume (m3) | Floor-to-Ceiling Height (m) | Gross Wall Area (m2) | Window Glass Area (m2) | People (m2/per) | People | Lights (W/m2) | Elec Plug and Process (W/m2) | Gas Plug and Process (W/m2) | SWH (L/h) | Ventilation (L/s/Person) | Ventilation (L/s/m2) | Ventilation Total (L/s) | Exhaust (L/s) | Infiltration (ACH)
BLD5PRE | Total | Total Conditioned Zones |  |  | 4982.19 | 19741.41 |  | 1977.7218 | 652.8006 |  | 268.139 | 16.8993 | 10.76 | 0 | 112.4264 | 10 | 0.53819 |  |  | 0.40888
BLD5PST | Total | Total Conditioned Zones |  |  | 4982.19 | 19741.41 |  | 1977.7218 | 652.8006 |  | 268.139 | 16.8993 | 10.76 | 0 | 112.4264 | 10 | 0.53819 |  |  | 0.40888
BLD5NEW | Total | Total Conditioned Zones |  |  | 4982.19 | 19741.41 |  | 1977.7218 | 652.8006 |  | 268.139 | 10.7639 | 10.7639 | 0 | 112.4264 | 10 | 0.53819 |  |  | 0.10903

## 3
3 | UWG | Location Summary
UWG | City |  |  | Miami | Houston | Phoenix | Atlanta | Los Angeles | Las Vegas | San Francisco | Baltimore | Albuquerque | Seattle | Chicago | Boulder | Minneapolis | Helena | Duluth | Fairbanks
BLD5PRE | Zone |  | ASHRAE 90.1-2004 Climate Zone | 1A | 2A | 2B | 3A | 3B-CA | 3B | 3C | 4A | 4B | 4C | 5A | 5B | 6A | 6B | 7 | 8
BLD5PRE | TypeWall |  | Construction Type | SteelFrame | SteelFrame | SteelFrame | SteelFrame | SteelFrame | SteelFrame | SteelFrame | SteelFrame | SteelFrame | SteelFrame | SteelFrame | SteelFrame | SteelFrame | SteelFrame | SteelFrame | SteelFrame
BLD5PRE | RvalWall |  | R-value (m2·K / W) | 0.7657 | 0.7657 | 0.7657 | 0.78247 | 0.7657 | 0.7657 | 0.78616 | 0.98912 | 0.95694 | 1.006 | 1.1287 | 1.0941 | 1.2151 | 1.2151 | 1.2953 | 1.4085
BLD5PRE | TypeRoof |  | Construction Type | IEAD | IEAD | IEAD | IEAD | IEAD | IEAD | IEAD | IEAD | IEAD | IEAD | IEAD | IEAD | IEAD | IEAD | IEAD | IEAD
BLD5PRE | RvalRoof |  | R-value (m2·K / W) | 1.7575 | 1.7575 | 1.7575 | 1.7575 | 1.7575 | 1.7575 | 1.7575 | 2.045 | 1.9763 | 2.0704 | 2.5 | 2.3697 | 2.9851 | 2.9851 | 2.9326 | 2.9851
BLD5PRE | Uwindow |  | U-Factor (W / m2·K) | 5.835 | 5.835 | 5.835 | 5.835 | 5.835 | 5.835 | 5.835 | 5.835 | 5.835 | 5.835 | 3.525 | 3.525 | 3.525 | 3.525 | 3.525 | 3.525
BLD5PRE | SHGC |  | SHGC | 0.54 | 0.54 | 0.54 | 0.54 | 0.54 | 0.54 | 0.54 | 0.54 | 0.54 | 0.54 | 0.407 | 0.407 | 0.407 | 0.407 | 0.407 | 0.407
BLD5PRE | HVAC |  | Air Conditioning (kW) | 566.0261 | 571.2204 | 588.9817 | 563.9785 | 474.8191 | 551.1424 | 445.2934 | 547.9971 | 511.6182 | 476.0899 | 501.7108 | 444.0209 | 505.5821 | 450.6667 | 465.4884 | 480.9834
BLD5PRE | HEAT |  | Heating (kW) | 707.2298 | 766.8404 | 775.9596 | 782.6081 | 686.386 | 763.1255 | 684.4818 | 794.6951 | 684.701 | 743.3668 | 734.5309 | 636.0968 | 765.9218 | 711.6094 | 757.7633 | 911.0272
BLD5PRE | COP |  | Air Conditioning (COP) | 3.2647 | 3.2825 | 3.2872 | 3.2836 | 3.3212 | 3.3043 | 3.3271 | 3.2854 | 3.3052 | 3.3264 | 3.2807 | 3.3174 | 3.2856 | 3.3219 | 3.3242 | 3.3285
BLD5PRE | EffHeat |  | PSZ_1:1_HEATC | 0.78 | 0.78 | 0.78 | 0.78 | 0.78 | 0.78 | 0.78 | 0.78 | 0.78 | 0.78 | 0.78 | 0.78 | 0.78 | 0.78 | 0.78 | 0.78
BLD5PRE | Fan |  | Fan Max Flow Rate (m3/s ) | 28.47 | 29.33 | 31.94 | 30.33 | 27.42 | 31.9 | 26.63 | 29.1 | 30.91 | 28.3 | 25.32 | 26.7 | 26.04 | 27.18 | 25.87 | 29.06
BLD5PST | TypeWall |  | Construction Type | SteelFrame | SteelFrame | SteelFrame | SteelFrame | SteelFrame | SteelFrame | SteelFrame | SteelFrame | SteelFrame | SteelFrame | SteelFrame | SteelFrame | SteelFrame | SteelFrame | SteelFrame | SteelFrame
BLD5PST | RvalWall |  | R-value (m2·K / W) | 0.32 | 1.1737 | 0.73368 | 1.355 | 0.80064 | 1.1013 | 1.355 | 1.9802 | 1.7606 | 1.9157 | 2.1459 | 2.1459 | 2.71 | 2.445 | 3.0395 | 3.9062
BLD5PST | TypeRoof |  | Construction Type | IEAD | IEAD | IEAD | IEAD | IEAD | IEAD | IEAD | IEAD | IEAD | IEAD | IEAD | IEAD | IEAD | IEAD | IEAD | IEAD
BLD5PST | RvalRoof |  | R-value (m2·K / W) | 2.3753 | 2.6667 | 3.8314 | 2.445 | 1.7575 | 3.663 | 1.996 | 3.0303 | 2.9851 | 2.7473 | 3.3784 | 3.5088 | 3.9683 | 3.6496 | 4.4053 | 5.7471
BLD5PST | Uwindow |  | U-Factor (W / m2·K) | 5.835 | 5.835 | 5.835 | 4.092 | 5.835 | 5.835 | 4.092 | 3.354 | 4.092 | 4.092 | 3.354 | 3.354 | 2.956 | 2.956 | 2.956 | 2.956
BLD5PST | SHGC |  | SHGC | 0.251 | 0.251 | 0.251 | 0.255 | 0.44 | 0.251 | 0.392 | 0.355 | 0.362 | 0.392 | 0.385 | 0.385 | 0.385 | 0.385 | 0.487 | 0.616
BLD5PST | HVAC |  | Air Conditioning (kW) | 532.7613 | 476.2212 | 485.259 | 449.1615 | 438.299 | 421.1746 | 361.1891 | 437.7567 | 399.1537 | 377.7576 | 433.7843 | 376.8676 | 425.1013 | 368.5205 | 389.5256 | 424.7676
BLD5PST | HEAT |  | Heating (kW) | 12.0662 | 59.0116 | 32.3771 | 76.9033 | 18.5901 | 50.1164 | 38.1368 | 95.8858 | 69.162 | 66.8785 | 131.5977 | 102.7332 | 151.8595 | 139.7844 | 159.1459 | 214.0949
BLD5PST | COP |  | VAV_1_COOLC DXCOIL | 2.8 | 2.8 | 2.8 | 2.8 | 2.8 | 2.8 | 2.8 | 2.8 | 2.8 | 2.8 | 2.8 | 2.8 | 2.8 | 2.8 | 2.8 | 2.8
BLD5PST | EffHeat |  | VAV_1_HEATC | 0.8 | 0.8 | 0.8 | 0.8 | 0.8 | 0.8 | 0.8 | 0.8 | 0.8 | 0.8 | 0.8 | 0.8 | 0.8 | 0.8 | 0.8 | 0.78
BLD5PST | Fan |  | Fan Max Flow Rate (m3/s ) | 26.06 | 22.88 | 25.46 | 22.42 | 25.47 | 24.26 | 21.81 | 21.42 | 24.12 | 22.82 | 21.91 | 22.77 | 21.9 | 22.26 | 22.64 | 25.66
BLD5NEW | TypeWall |  | Construction Type | SteelFrame | SteelFrame | SteelFrame | SteelFrame | SteelFrame | SteelFrame | SteelFrame | SteelFrame | SteelFrame | SteelFrame | SteelFrame | SteelFrame | SteelFrame | SteelFrame | SteelFrame | SteelFrame
BLD5NEW | RvalWall |  | R-value (m2·K / W) | 1.4205 | 1.4205 | 1.4205 | 1.4205 | 1.4205 | 1.4205 | 1.4205 | 1.4205 | 1.4205 | 1.4205 | 2.0964 | 2.0964 | 2.0964 | 2.0964 | 2.7548 | 2.7548
BLD5NEW | TypeRoof |  | Construction Type | IEAD | IEAD | IEAD | IEAD | IEAD | IEAD | IEAD | IEAD | IEAD | IEAD | IEAD | IEAD | IEAD | IEAD | IEAD | IEAD
BLD5NEW | RvalRoof |  | R-value (m2·K / W) | 2.7933 | 2.7933 | 2.7933 | 2.7933 | 2.7933 | 2.7933 | 2.7933 | 2.7933 | 2.7933 | 2.7933 | 2.849 | 2.849 | 2.849 | 2.849 | 2.7933 | 3.7175
BLD5NEW | Uwindow |  | U-Factor (W / m2·K) | 5.835 | 5.835 | 5.835 | 3.241 | 3.241 | 3.241 | 5.835 | 3.241 | 3.241 | 3.241 | 3.241 | 3.241 | 3.241 | 3.241 | 3.241 | 2.615
BLD5NEW | SHGC |  | SHGC | 0.251 | 0.251 | 0.251 | 0.252 | 0.252 | 0.252 | 0.39 | 0.385 | 0.385 | 0.385 | 0.385 | 0.385 | 0.385 | 0.385 | 0.487 | 0.296
BLD5NEW | HVAC |  | Air Conditioning (kW) | 423.217 | 426.5775 | 429.0003 | 391.4187 | 315.6683 | 358.4116 | 346.991 | 410.1453 | 371.9715 | 339.1541 | 393.2237 | 356.7096 | 388.7596 | 350.574 | 367.7858 | 293.7001
BLD5NEW | HEAT |  | Heating (kW) | 33.8594 | 62.3729 | 37.1248 | 81.0783 | 30.389 | 55.879 | 39.4606 | 97.1386 | 71.2375 | 70.4334 | 134.1552 | 104.2549 | 154.0337 | 141.2053 | 160.7741 | 226.1539
BLD5NEW | COP |  | VAV_1_COOLC DXCOIL | 3.23 | 3.23 | 3.23 | 3.23 | 3.23 | 3.23 | 3.23 | 3.23 | 3.23 | 3.23 | 3.23 | 3.23 | 3.23 | 3.23 | 3.23 | 3.23
BLD5NEW | EffHeat |  | VAV_1_HEATC | 0.8 | 0.8 | 0.8 | 0.8 | 0.8 | 0.8 | 0.8 | 0.8 | 0.8 | 0.8 | 0.8 | 0.8 | 0.8 | 0.8 | 0.8 | 0.78
BLD5NEW | Fan |  | Fan Max Flow Rate (m3/s ) | 20.26 | 20.69 | 22.27 | 19.62 | 17.87 | 20.24 | 20.97 | 20.59 | 22.46 | 20.49 | 20.21 | 21.56 | 20.42 | 21.18 | 21.5 | 17.74

## 4
4 | Day | Schedule | Type | Through | Day of Week | 1 | 2 | 3 | 4 | 5 | 6 | 7 | 8 | 9 | 10 | 11 | 12 | 13 | 14 | 15 | 16 | 17 | 18 | 19 | 20 | 21 | 22 | 23 | 24 | Hours Per Day | Hours Per Week | Hours Per Year
SchEquip | WD | BLDG_EQUIP_SCH | Fraction | Through 12/31 | WD | 0.4 | 0.4 | 0.4 | 0.4 | 0.4 | 0.4 | 0.4 | 0.4 | 0.9 | 0.9 | 0.9 | 0.9 | 0.8 | 0.9 | 0.9 | 0.9 | 0.9 | 0.8 | 0.6 | 0.6 | 0.5 | 0.5 | 0.4 | 0.4 | 15 | 83.75 | 4366.96
| Sat |  |  |  | Sat | 0.3 | 0.3 | 0.3 | 0.3 | 0.3 | 0.3 | 0.4 | 0.4 | 0.5 | 0.5 | 0.5 | 0.5 | 0.5 | 0.5 | 0.35 | 0.35 | 0.35 | 0.3 | 0.3 | 0.3 | 0.3 | 0.3 | 0.3 | 0.3 | 8.75
| Sun |  |  |  | Other | 0.3 | 0.3 | 0.3 | 0.3 | 0.3 | 0.3 | 0.3 | 0.3 | 0.3 | 0.3 | 0.3 | 0.3 | 0.3 | 0.3 | 0.3 | 0.3 | 0.3 | 0.3 | 0.3 | 0.3 | 0.3 | 0.3 | 0.3 | 0.3 | 7.2
SchLight | WD | BLDG_LIGHT_SCH | Fraction | Through 12/31 | WD | 0.05 | 0.05 | 0.05 | 0.05 | 0.05 | 0.1 | 0.1 | 0.3 | 0.9 | 0.9 | 0.9 | 0.9 | 0.9 | 0.9 | 0.9 | 0.9 | 0.9 | 0.7 | 0.5 | 0.5 | 0.3 | 0.3 | 0.1 | 0.05 | 11.3 | 60.8 | 3170.29
| Sat |  |  |  | Sat | 0.05 | 0.05 | 0.05 | 0.05 | 0.05 | 0.05 | 0.1 | 0.1 | 0.5 | 0.5 | 0.5 | 0.5 | 0.5 | 0.5 | 0.15 | 0.15 | 0.15 | 0.05 | 0.05 | 0.05 | 0.05 | 0.05 | 0.05 | 0.05 | 4.3
| Sun |  |  |  | Other | 0.05 | 0.05 | 0.05 | 0.05 | 0.05 | 0.05 | 0.05 | 0.05 | 0.05 | 0.05 | 0.05 | 0.05 | 0.05 | 0.05 | 0.05 | 0.05 | 0.05 | 0.05 | 0.05 | 0.05 | 0.05 | 0.05 | 0.05 | 0.05 | 1.2
SchOcc | WD | BLDG_OCC_SCH |  |  | WD | 0 | 0 | 0 | 0 | 0 | 0 | 0.1 | 0.2 | 0.95 | 0.95 | 0.95 | 0.95 | 0.5 | 0.95 | 0.95 | 0.95 | 0.95 | 0.7 | 0.4 | 0.4 | 0.1 | 0.1 | 0.05 | 0.05 | 10.2
| Sat |  |  |  | Sat | 0 | 0 | 0 | 0 | 0 | 0 | 0.1 | 0.1 | 0.5 | 0.5 | 0.5 | 0.5 | 0.5 | 0.5 | 0.1 | 0.1 | 0.1 | 0 | 0 | 0 | 0 | 0 | 0 | 0 | 3.5
| Sun |  |  |  | Other | 0 | 0 | 0 | 0 | 0 | 0 | 0 | 0 | 0 | 0 | 0 | 0 | 0 | 0 | 0 | 0 | 0 | 0 | 0 | 0 | 0 | 0 | 0 | 0 | 0
SetCool | WD | CLGSETP_SCH | Temperature | Through 12/31 | WD, SummerDesign | 26.7 | 26.7 | 26.7 | 26.7 | 26.7 | 26.7 | 24 | 24 | 24 | 24 | 24 | 24 | 24 | 24 | 24 | 24 | 24 | 24 | 24 | 24 | 24 | 24 | 26.7 | 26.7 | 597.6 | 3596.4 | 187526.57
| Sat |  |  |  | Sat | 26.7 | 26.7 | 26.7 | 26.7 | 26.7 | 26.7 | 24 | 24 | 24 | 24 | 24 | 24 | 24 | 24 | 24 | 24 | 24 | 24 | 26.7 | 26.7 | 26.7 | 26.7 | 26.7 | 26.7 | 608.4
| Sun |  |  |  | Other | 26.7 | 26.7 | 26.7 | 26.7 | 26.7 | 26.7 | 26.7 | 26.7 | 26.7 | 26.7 | 26.7 | 26.7 | 26.7 | 26.7 | 26.7 | 26.7 | 26.7 | 26.7 | 26.7 | 26.7 | 26.7 | 26.7 | 26.7 | 26.7 | 640.8
SetHeat | WD | HTGSETP_SCH | Temperature | Through 12/31 | WD | 15.6 | 15.6 | 15.6 | 15.6 | 15.6 | 15.6 | 21 | 21 | 21 | 21 | 21 | 21 | 21 | 21 | 21 | 21 | 21 | 21 | 21 | 21 | 21 | 21 | 15.6 | 15.6 | 460.8 | 2743.2 | 143038.29
| Sat |  |  |  | Sat | 15.6 | 15.6 | 15.6 | 15.6 | 15.6 | 15.6 | 21 | 21 | 21 | 21 | 21 | 21 | 21 | 21 | 21 | 21 | 21 | 21 | 15.6 | 15.6 | 15.6 | 15.6 | 15.6 | 15.6 | 439.2
| Sun |  |  |  | Other | 15.6 | 15.6 | 15.6 | 15.6 | 15.6 | 15.6 | 15.6 | 15.6 | 15.6 | 15.6 | 15.6 | 15.6 | 15.6 | 15.6 | 15.6 | 15.6 | 15.6 | 15.6 | 15.6 | 15.6 | 15.6 | 15.6 | 15.6 | 15.6 | 374.4
SchGas | WD | BLDG_SWH_SCH | Fraction | Through 12/31 | WD, SummerDesign | 0 | 0 | 0 | 0 | 0 | 0 | 0 | 0 | 0 | 0 | 0 | 0 | 0 | 0 | 0 | 0 | 0 | 0 | 0 | 0 | 0 | 0 | 0 | 0 | 5.37 | 30.55 | 1592.96
| Sat |  |  |  | Sat, WinterDesign | 0 | 0 | 0 | 0 | 0 | 0 | 0 | 0 | 0 | 0 | 0 | 0 | 0 | 0 | 0 | 0 | 0 | 0 | 0 | 0 | 0 | 0 | 0 | 0 | 2.57
| Sun |  |  |  | Sun, Hol, Other | 0 | 0 | 0 | 0 | 0 | 0 | 0 | 0 | 0 | 0 | 0 | 0 | 0 | 0 | 0 | 0 | 0 | 0 | 0 | 0 | 0 | 0 | 0 | 0 | 1.13
SchSWH | WD | BLDG_SWH_SCH | Fraction | Through 12/31 | WD, SummerDesign | 0.05 | 0.05 | 0.05 | 0.05 | 0.05 | 0.08 | 0.07 | 0.19 | 0.35 | 0.38 | 0.39 | 0.47 | 0.57 | 0.54 | 0.34 | 0.33 | 0.44 | 0.26 | 0.21 | 0.15 | 0.17 | 0.08 | 0.05 | 0.05
| Sat |  |  |  | Sat, WinterDesign | 0.05 | 0.05 | 0.05 | 0.05 | 0.05 | 0.08 | 0.07 | 0.11 | 0.15 | 0.21 | 0.19 | 0.23 | 0.2 | 0.19 | 0.15 | 0.13 | 0.14 | 0.07 | 0.07 | 0.07 | 0.07 | 0.09 | 0.05 | 0.05
| Sun |  |  |  | Sun, Hol, Other | 0.04 | 0.04 | 0.04 | 0.04 | 0.04 | 0.07 | 0.04 | 0.04 | 0.04 | 0.04 | 0.04 | 0.06 | 0.06 | 0.09 | 0.06 | 0.04 | 0.04 | 0.04 | 0.04 | 0.04 | 0.04 | 0.07 | 0.04 | 0.04

## BuildingSummary
1 | Building Summary Medium Office pre-1980 construction
UWG |  |  | Value | Value | Value
Program
|  | Building Name | Medium Office Reference Building pre-1980 construction | Medium Office Reference Building post-1980 construction | Medium Office Reference Building new construction 90.1-2004
|  | Available Fuel Types | gas, electricity | gas, electricity | gas, electricity
|  | Principal Building Activity | Office | Office | Office
Form
areaFloor |  | Total Floor Area (m2) | 4982.2 | 4982.2 | 4982.2
|  | Building Shape | Rectangle | Rectangle | Rectangle
|  | Aspect Ratio | 1.5 | 1.5 | 1.5
nFloor |  | Number of Floors | 3 | 3 | 3
Window Fraction (Window to Wall Ratio)
|  | South | 0.33 | 0.33 | 0.33
|  | East | 0.33 | 0.33 | 0.33
|  | North | 0.33 | 0.33 | 0.33
|  | West | 0.33 | 0.33 | 0.33
glazing |  | Total | 0.33 | 0.33 | 0.33
|  | Skylight/TDD Percentage | 0 | 0 | 0
|  | Shading Geometry | None | None | None
|  | Azimuth | 0 | 0 | 0
|  | Thermal Zoning | core zone with four perimeter zones on each floor | core zone with four perimeter zones on each floor | core zone with four perimeter zones on each floor
hCeiling |  | Floor to Ceiling Height (m) | 2.74 | 2.74 | 2.74
|  | Floor to Floor Height (m) | 3.96 | 3.96 | 3.96
|  | Roof type | Built-up flat roof, insulation entirely above deck | Built-up flat roof, insulation entirely above deck | Built-up flat roof, insulation entirely above deck
Fabric
Exterior walls
|  | Construction Type | Steel frame | Steel frame | Steel frame
areaWall |  | Gross Dimensions - Total Area (m2) | 1977.67 | 1977.67 | 1977.67
|  | Net Dimensions - Total Area (m2) | 1324.84 | 1324.84 | 1324.84
ver2hor |  | Wall to Skin Ratio | 0.544 | 0.544 | 0.544
Roof
|  | Construction Type | IEAD | IEAD | IEAD
areaRoof |  | Gross Dimensions - Total Area (m2) | 1661 | 1661 | 1661
|  | Net Dimensions - Total Area (m2) | 1661 | 1661 | 1661
|  | Roof to Skin Ratio | 0.456 | 0.456 | 0.456
Window Dimensions (m2)
|  | South | 195.85 | 195.85 | 195.85
|  | East | 130.57 | 130.57 | 130.57
|  | North | 195.85 | 195.85 | 195.85
|  | West | 130.57 | 130.57 | 130.57
areaWindow |  | Total Area (m2) | 652.84 | 652.84 | 652.84
|  | Operable area (m2) | 0 | 0 | 0
Skylights/TDD
|  | Dimensions - Total Area (m2) | 0 | 0 | 0
|  | Operable area (m2) | 0 | 0 | 0
Foundation
|  | Foundation Type | Mass Floor | Mass Floor | Mass Floor
|  | Construction | 4 in slab w/carpet | 4 in slab w/carpet | 4 in slab w/carpet
|  | Dimensions - Total Area (m2) | 1661 | 1661 | 1661
Interior Partitions
|  | Construction | 2x4 steel-frame with gypsum board | 2x4 steel-frame with gypsum board | 2x4 steel-frame with gypsum board
|  | Dimensions - Total Area (m2) | 1423.65 | 1423.65 | 1423.65
Internal Mass
|  | Construction | 15 cm wood | 15 cm wood | 15 cm wood
|  | Dimensions - Total Area (m2) | 9964.31 | 9964.31 | 9964.31
|  | Thermal diffusivity (m2/s) | 1.84e-07 | 1.84e-07 | 1.84e-07
Air Barrier System
|  | Infiltration (ACH) | 0.75222 | 0.75222 | 0.2
HVAC
|  | System Type | SZ-CAV | MZ-VAV | MZ-VAV
|  | Heating Type | Gas furnace | Gas furnace and electric reheat | Gas furnace and electric reheat
|  | Cooling Type | PACU | PACU | PACU
|  | Fan Control | Constant | Variable | Variable
Service Water Heating
|  | SWH Type | gas water heater | gas water heater | gas water heater
|  | Fuel | gas | gas | gas
|  | Thermal Efficiency (%) | 80 | 78 | 80
|  | Temperature Setpoint (ºC ) | 60 | 60 | 60
|  | Water Consumption (m3 ) | 174.59 | 174.59 | 174.59

## ZoneSummary
2 |  | Zone Summary
BLD | UWG | Zone Name | Conditioned (Y/N) | Multiplier | Area (m2) | Volume (m3) | Floor-to-Ceiling Height (m) | Gross Wall Area (m2) | Window Glass Area (m2) | People (m2/per) | People | Lights (W/m2) | Elec Plug and Process (W/m2) | Gas Plug and Process (W/m2) | SWH (L/h) | Ventilation (L/s/Person) | Ventilation (L/s/m2) | Ventilation Total (L/s) | Exhaust (L/s) | Infiltration (ACH)
|  | Perimeter_bot_ZN_3 | Yes | 1 | 207.34 | 568.77 | 2.7432 | 136.9201 | 65.2801 | 18.5806 | 11.1589 | 16.8993 | 10.76 |  |  | 10 |  | 111.5894 |  | 0.98251
|  | Perimeter_bot_ZN_2 | Yes | 1 | 131.26 | 360.08 | 2.7433 | 91.2801 | 43.52 | 18.5806 | 7.0643 | 16.8993 | 10.76 |  |  | 10 |  | 70.6435 |  | 1.0346
|  | Perimeter_bot_ZN_1 | Yes | 1 | 207.34 | 568.77 | 2.7432 | 136.9201 | 65.2801 | 18.5806 | 11.1589 | 16.8993 | 10.76 |  |  | 10 |  | 111.5894 |  | 0.98251
|  | Perimeter_bot_ZN_4 | Yes | 1 | 131.25 | 360.05 | 2.7432 | 91.2801 | 43.52 | 18.5806 | 7.0638 | 16.8993 | 10.76 |  |  | 10 |  | 70.6381 |  | 1.0347
|  | Core_bottom | Yes | 1 | 983.54 | 2698.04 | 2.7432 | 0 | 0 | 18.5806 | 52.9336 | 16.8993 | 10.76 |  | 37.4755 | 10 |  | 529.3363 |  | 0
|  | Perimeter_mid_ZN_3 | Yes | 1 | 207.34 | 568.77 | 2.7432 | 136.9201 | 65.2801 | 18.5806 | 11.1589 | 16.8993 | 10.76 |  |  | 10 |  | 111.5894 |  | 0.98251
|  | Perimeter_mid_ZN_2 | Yes | 1 | 131.26 | 360.08 | 2.7433 | 91.2801 | 43.52 | 18.5806 | 7.0643 | 16.8993 | 10.76 |  |  | 10 |  | 70.6435 |  | 1.0346
|  | Perimeter_mid_ZN_1 | Yes | 1 | 207.34 | 568.77 | 2.7432 | 136.9201 | 65.2801 | 18.5806 | 11.1589 | 16.8993 | 10.76 |  |  | 10 |  | 111.5894 |  | 0.98251
|  | Perimeter_mid_ZN_4 | Yes | 1 | 131.25 | 360.05 | 2.7432 | 91.2801 | 43.52 | 18.5806 | 7.0638 | 16.8993 | 10.76 |  |  | 10 |  | 70.6381 |  | 1.0347
|  | Core_mid | Yes | 1 | 983.54 | 2698.04 | 2.7432 | 0 | 0 | 18.5806 | 52.9336 | 16.8993 | 10.76 |  | 37.4755 | 10 |  | 529.3363 |  | 0
|  | Perimeter_top_ZN_3 | Yes | 1 | 207.34 | 568.77 | 2.7432 | 136.9201 | 65.2801 | 18.5806 | 11.1589 | 16.8993 | 10.76 |  |  | 10 |  | 111.5894 |  | 0.98251
|  | Perimeter_top_ZN_2 | Yes | 1 | 131.26 | 360.08 | 2.7433 | 91.2801 | 43.52 | 18.5806 | 7.0643 | 16.8993 | 10.76 |  |  | 10 |  | 70.6435 |  | 1.0346
|  | Perimeter_top_ZN_1 | Yes | 1 | 207.34 | 568.77 | 2.7432 | 136.9201 | 65.2801 | 18.5806 | 11.1589 | 16.8993 | 10.76 |  |  | 10 |  | 111.5894 |  | 0.98251
|  | Perimeter_top_ZN_4 | Yes | 1 | 131.25 | 360.05 | 2.7432 | 91.2801 | 43.52 | 18.5806 | 7.0638 | 16.8993 | 10.76 |  |  | 10 |  | 70.6381 |  | 1.0347
|  | Core_top | Yes | 1 | 983.54 | 2698.04 | 2.7432 | 0 | 0 | 18.5806 | 52.9336 | 16.8993 | 10.76 |  | 37.4755 | 10 |  | 529.3363 |  | 0
|  | Firstfloor_plenum | No | 1 | 1660.73 | 2024.76 | 1.2192 | 202.8402 | [11 empty] | 0.40887
|  | Midfloor_plenum | No | 1 | 1660.73 | 2024.76 | 1.2192 | 202.8402 | [11 empty] | 0.40887
|  | Topfloor_plenum | No | 1 | 1660.73 | 2024.76 | 1.2192 | 202.8402 | [11 empty] | 3.7565
BLD5PRE | Total | Total Conditioned Zones |  |  | 4982.19 | 19741.41 |  | 1977.7218 | 652.8006 |  | 268.139 | 16.8993 | 10.76 | 0 | 112.4264 | 10 | 0.53819 | 2681.3897 |  | 0.40888
Zone Summary
|  | Zone Name | Conditioned (Y/N) | Multiplier | Area (m2) | Volume (m3) | Floor-to-Ceiling Height (m) | Gross Wall Area (m2) | Window Glass Area (m2) | People (m2/per) | People | Lights (W/m2) | Elec Plug and Process (W/m2) | Gas Plug and Process (W/m2) | SWH (L/h) | Ventilation (L/s/Person) | Ventilation (L/s/m2) | Ventilation Total (L/s) | Exhaust (L/s) | Infiltration (ACH)
|  | Perimeter_bot_ZN_3 | Yes | 1 | 207.34 | 568.77 | 2.7432 | 136.9201 | 65.2801 | 18.5806 | 11.1589 | 16.8993 | 10.76 |  |  | 10 |  | 111.5894 |  | 0.98251
|  | Perimeter_bot_ZN_2 | Yes | 1 | 131.26 | 360.08 | 2.7433 | 91.2801 | 43.52 | 18.5806 | 7.0643 | 16.8993 | 10.76 |  |  | 10 |  | 70.6435 |  | 1.0346
|  | Perimeter_bot_ZN_1 | Yes | 1 | 207.34 | 568.77 | 2.7432 | 136.9201 | 65.2801 | 18.5806 | 11.1589 | 16.8993 | 10.76 |  |  | 10 |  | 111.5894 |  | 0.98251
|  | Perimeter_bot_ZN_4 | Yes | 1 | 131.25 | 360.05 | 2.7432 | 91.2801 | 43.52 | 18.5806 | 7.0638 | 16.8993 | 10.76 |  |  | 10 |  | 70.6381 |  | 1.0347
|  | Core_bottom | Yes | 1 | 983.54 | 2698.04 | 2.7432 | 0 | 0 | 18.5806 | 52.9336 | 16.8993 | 10.76 |  | 37.4755 | 10 |  | 529.3363 |  | 0
|  | Perimeter_mid_ZN_3 | Yes | 1 | 207.34 | 568.77 | 2.7432 | 136.9201 | 65.2801 | 18.5806 | 11.1589 | 16.8993 | 10.76 |  |  | 10 |  | 111.5894 |  | 0.98251
|  | Perimeter_mid_ZN_2 | Yes | 1 | 131.26 | 360.08 | 2.7433 | 91.2801 | 43.52 | 18.5806 | 7.0643 | 16.8993 | 10.76 |  |  | 10 |  | 70.6435 |  | 1.0346
|  | Perimeter_mid_ZN_1 | Yes | 1 | 207.34 | 568.77 | 2.7432 | 136.9201 | 65.2801 | 18.5806 | 11.1589 | 16.8993 | 10.76 |  |  | 10 |  | 111.5894 |  | 0.98251
|  | Perimeter_mid_ZN_4 | Yes | 1 | 131.25 | 360.05 | 2.7432 | 91.2801 | 43.52 | 18.5806 | 7.0638 | 16.8993 | 10.76 |  |  | 10 |  | 70.6381 |  | 1.0347
|  | Core_mid | Yes | 1 | 983.54 | 2698.04 | 2.7432 | 0 | 0 | 18.5806 | 52.9336 | 16.8993 | 10.76 |  | 37.4755 | 10 |  | 529.3363 |  | 0
|  | Perimeter_top_ZN_3 | Yes | 1 | 207.34 | 568.77 | 2.7432 | 136.9201 | 65.2801 | 18.5806 | 11.1589 | 16.8993 | 10.76 |  |  | 10 |  | 111.5894 |  | 0.98251
|  | Perimeter_top_ZN_2 | Yes | 1 | 131.26 | 360.08 | 2.7433 | 91.2801 | 43.52 | 18.5806 | 7.0643 | 16.8993 | 10.76 |  |  | 10 |  | 70.6435 |  | 1.0346
|  | Perimeter_top_ZN_1 | Yes | 1 | 207.34 | 568.77 | 2.7432 | 136.9201 | 65.2801 | 18.5806 | 11.1589 | 16.8993 | 10.76 |  |  | 10 |  | 111.5894 |  | 0.98251
|  | Perimeter_top_ZN_4 | Yes | 1 | 131.25 | 360.05 | 2.7432 | 91.2801 | 43.52 | 18.5806 | 7.0638 | 16.8993 | 10.76 |  |  | 10 |  | 70.6381 |  | 1.0347
|  | Core_top | Yes | 1 | 983.54 | 2698.04 | 2.7432 | 0 | 0 | 18.5806 | 52.9336 | 16.8993 | 10.76 |  | 37.4755 | 10 |  | 529.3363 |  | 0
|  | Firstfloor_plenum | No | 1 | 1660.73 | 2024.76 | 1.2192 | 202.8402 | [11 empty] | 0.40887
|  | Midfloor_plenum | No | 1 | 1660.73 | 2024.76 | 1.2192 | 202.8402 | [11 empty] | 0.40887
|  | Topfloor_plenum | No | 1 | 1660.73 | 2024.76 | 1.2192 | 202.8402 | [11 empty] | 3.7565
BLD5PST | Total | Total Conditioned Zones |  |  | 4982.19 | 19741.41 |  | 1977.7218 | 652.8006 |  | 268.139 | 16.8993 | 10.76 | 0 | 112.4264 |  | 0.53819 | 2681.3897 |  | 0.40888
Zone Summary
|  | Zone Name | Conditioned (Y/N) | Multiplier | Area (m2) | Volume (m3) | Floor-to-Ceiling Height (m) | Gross Wall Area (m2) | Window Glass Area (m2) | People (m2/per) | People | Lights (W/m2) | Elec Plug and Process (W/m2) | Gas Plug and Process (W/m2) | SWH (L/h) | Ventilation (L/s/Person) | Ventilation (L/s/m2) | Ventilation Total (L/s) | Exhaust (L/s) | Infiltration (ACH)
|  | Perimeter_bot_ZN_3 | Yes | 1 | 207.34 | 568.77 | 2.7432 | 136.9201 | 65.2801 | 18.5806 | 11.1589 | 10.7639 | 10.7639 |  |  | 10 |  | 111.5894 |  | 0.262
|  | Perimeter_bot_ZN_2 | Yes | 1 | 131.26 | 360.08 | 2.7433 | 91.2801 | 43.52 | 18.5806 | 7.0643 | 10.7639 | 10.7639 |  |  | 10 |  | 70.6435 |  | 0.2759
|  | Perimeter_bot_ZN_1 | Yes | 1 | 207.34 | 568.77 | 2.7432 | 136.9201 | 65.2801 | 18.5806 | 11.1589 | 10.7639 | 10.7639 |  |  | 10 |  | 111.5894 |  | 0.262
|  | Perimeter_bot_ZN_4 | Yes | 1 | 131.25 | 360.05 | 2.7432 | 91.2801 | 43.52 | 18.5806 | 7.0638 | 10.7639 | 10.7639 |  |  | 10 |  | 70.6381 |  | 0.27592
|  | Core_bottom | Yes | 1 | 983.54 | 2698.04 | 2.7432 | 0 | 0 | 18.5806 | 52.9336 | 10.7639 | 10.7639 |  | 37.4755 | 10 |  | 529.3363 |  | 0
|  | Perimeter_mid_ZN_3 | Yes | 1 | 207.34 | 568.77 | 2.7432 | 136.9201 | 65.2801 | 18.5806 | 11.1589 | 10.7639 | 10.7639 |  |  | 10 |  | 111.5894 |  | 0.262
|  | Perimeter_mid_ZN_2 | Yes | 1 | 131.26 | 360.08 | 2.7433 | 91.2801 | 43.52 | 18.5806 | 7.0643 | 10.7639 | 10.7639 |  |  | 10 |  | 70.6435 |  | 0.2759
|  | Perimeter_mid_ZN_1 | Yes | 1 | 207.34 | 568.77 | 2.7432 | 136.9201 | 65.2801 | 18.5806 | 11.1589 | 10.7639 | 10.7639 |  |  | 10 |  | 111.5894 |  | 0.262
|  | Perimeter_mid_ZN_4 | Yes | 1 | 131.25 | 360.05 | 2.7432 | 91.2801 | 43.52 | 18.5806 | 7.0638 | 10.7639 | 10.7639 |  |  | 10 |  | 70.6381 |  | 0.27592
|  | Core_mid | Yes | 1 | 983.54 | 2698.04 | 2.7432 | 0 | 0 | 18.5806 | 52.9336 | 10.7639 | 10.7639 |  | 37.4755 | 10 |  | 529.3363 |  | 0
|  | Perimeter_top_ZN_3 | Yes | 1 | 207.34 | 568.77 | 2.7432 | 136.9201 | 65.2801 | 18.5806 | 11.1589 | 10.7639 | 10.7639 |  |  | 10 |  | 111.5894 |  | 0.262
|  | Perimeter_top_ZN_2 | Yes | 1 | 131.26 | 360.08 | 2.7433 | 91.2801 | 43.52 | 18.5806 | 7.0643 | 10.7639 | 10.7639 |  |  | 10 |  | 70.6435 |  | 0.2759
|  | Perimeter_top_ZN_1 | Yes | 1 | 207.34 | 568.77 | 2.7432 | 136.9201 | 65.2801 | 18.5806 | 11.1589 | 10.7639 | 10.7639 |  |  | 10 |  | 111.5894 |  | 0.262
|  | Perimeter_top_ZN_4 | Yes | 1 | 131.25 | 360.05 | 2.7432 | 91.2801 | 43.52 | 18.5806 | 7.0638 | 10.7639 | 10.7639 |  |  | 10 |  | 70.6381 |  | 0.27592
|  | Core_top | Yes | 1 | 983.54 | 2698.04 | 2.7432 | 0 | 0 | 18.5806 | 52.9336 | 10.7639 | 10.7639 |  | 37.4755 | 10 |  | 529.3363 |  | 0
|  | Firstfloor_plenum | No | 1 | 1660.73 | 2024.76 | 1.2192 | 202.8402 | [11 empty] | 0.10903
|  | Midfloor_plenum | No | 1 | 1660.73 | 2024.76 | 1.2192 | 202.8402 | [11 empty] | 0.10903
|  | Topfloor_plenum | No | 1 | 1660.73 | 2024.76 | 1.2192 | 202.8402 | [11 empty] | 1.0017
BLD5NEW | Total | Total Conditioned Zones |  |  | 4982.19 | 19741.41 |  | 1977.7218 | 652.8006 |  | 268.139 | 10.7639 | 10.7639 | 0 | 112.4264 |  | 0.53819 | 2681.3897 |  | 0.10903

## LocationSummary
Building | UWG | Location Summary
UWG | City |  |  | Miami | Houston | Phoenix | Atlanta | Los Angeles | Las Vegas | San Francisco | Baltimore | Albuquerque | Seattle | Chicago | Boulder | Minneapolis | Helena | Duluth | Fairbanks
BLD5PRE |  | Program
BLD5PRE | Zone |  | ASHRAE 90.1-2004 Climate Zone | 1A | 2A | 2B | 3A | 3B-CA | 3B | 3C | 4A | 4B | 4C | 5A | 5B | 6A | 6B | 7 | 8
BLD5PRE |  |  | Available Fuel Types | gas, electricity | gas, electricity | gas, electricity | gas, electricity | gas, electricity | gas, electricity | gas, electricity | gas, electricity | gas, electricity | gas, electricity | gas, electricity | gas, electricity | gas, electricity | gas, electricity | gas, electricity | gas, electricity
BLD5PRE
BLD5PRE |  | Fabric
BLD5PRE |  |  | Exterior walls
BLD5PRE | TypeWall |  | Construction Type | SteelFrame | SteelFrame | SteelFrame | SteelFrame | SteelFrame | SteelFrame | SteelFrame | SteelFrame | SteelFrame | SteelFrame | SteelFrame | SteelFrame | SteelFrame | SteelFrame | SteelFrame | SteelFrame
BLD5PRE | RvalWall |  | R-value (m2·K / W) | 0.7657 | 0.7657 | 0.7657 | 0.78247 | 0.7657 | 0.7657 | 0.78616 | 0.98912 | 0.95694 | 1.006 | 1.1287 | 1.0941 | 1.2151 | 1.2151 | 1.2953 | 1.4085
BLD5PRE |  |  | Roof
BLD5PRE | TypeRoof |  | Construction Type | IEAD | IEAD | IEAD | IEAD | IEAD | IEAD | IEAD | IEAD | IEAD | IEAD | IEAD | IEAD | IEAD | IEAD | IEAD | IEAD
BLD5PRE | RvalRoof |  | R-value (m2·K / W) | 1.7575 | 1.7575 | 1.7575 | 1.7575 | 1.7575 | 1.7575 | 1.7575 | 2.045 | 1.9763 | 2.0704 | 2.5 | 2.3697 | 2.9851 | 2.9851 | 2.9326 | 2.9851
BLD5PRE |  |  | Window
BLD5PRE | Uwindow |  | U-Factor (W / m2·K) | 5.835 | 5.835 | 5.835 | 5.835 | 5.835 | 5.835 | 5.835 | 5.835 | 5.835 | 5.835 | 3.525 | 3.525 | 3.525 | 3.525 | 3.525 | 3.525
BLD5PRE | SHGC |  | SHGC | 0.54 | 0.54 | 0.54 | 0.54 | 0.54 | 0.54 | 0.54 | 0.54 | 0.54 | 0.54 | 0.407 | 0.407 | 0.407 | 0.407 | 0.407 | 0.407
BLD5PRE |  |  | Visible transmittance | 0.384 | 0.384 | 0.384 | 0.384 | 0.384 | 0.384 | 0.384 | 0.384 | 0.384 | 0.384 | 0.316 | 0.316 | 0.316 | 0.316 | 0.316 | 0.316
BLD5PRE |  |  | Skylights/TDD
BLD5PRE |  |  | U-Factor (W / m2·K) | n/a | n/a | n/a | n/a | n/a | n/a | n/a | n/a | n/a | n/a | n/a | n/a | n/a | n/a | n/a | n/a
BLD5PRE |  |  | SHGC | n/a | n/a | n/a | n/a | n/a | n/a | n/a | n/a | n/a | n/a | n/a | n/a | n/a | n/a | n/a | n/a
BLD5PRE |  |  | Visible transmittance | n/a | n/a | n/a | n/a | n/a | n/a | n/a | n/a | n/a | n/a | n/a | n/a | n/a | n/a | n/a | n/a
BLD5PRE |  |  | Foundation
BLD5PRE |  |  | Foundation Type | Mass Floor | Mass Floor | Mass Floor | Mass Floor | Mass Floor | Mass Floor | Mass Floor | Mass Floor | Mass Floor | Mass Floor | Mass Floor | Mass Floor | Mass Floor | Mass Floor | Mass Floor | Mass Floor
BLD5PRE |  |  | Construction | 4 in slab w/carpet | 4 in slab w/carpet | 4 in slab w/carpet | 4 in slab w/carpet | 4 in slab w/carpet | 4 in slab w/carpet | 4 in slab w/carpet | 4 in slab w/carpet | 4 in slab w/carpet | 4 in slab w/carpet | 4 in slab w/carpet | 4 in slab w/carpet | 4 in slab w/carpet | 4 in slab w/carpet | 4 in slab w/carpet | 4 in slab w/carpet
BLD5PRE |  |  | R-value (m2·K / W) | 0.53706 | 0.53706 | 0.53706 | 0.53706 | 0.53706 | 0.53706 | 0.53706 | 0.53706 | 0.53706 | 0.53706 | 0.53706 | 0.53706 | 0.53706 | 0.53706 | 0.53706 | 0.53706
BLD5PRE |  | HVAC
BLD5PRE |  |  | HVAC Sizing
BLD5PRE | HVAC |  | Air Conditioning (kW) | 566.0261 | 571.2204 | 588.9817 | 563.9785 | 474.8191 | 551.1424 | 445.2934 | 547.9971 | 511.6182 | 476.0899 | 501.7108 | 444.0209 | 505.5821 | 450.6667 | 465.4884 | 480.9834
BLD5PRE |  |  | PSZ_1:1_COOLC DXCOIL | 80.3755 | 78.0958 | 70.3643 | 75.2464 | 63.2821 | 63.2449 | 52.2157 | 73.8303 | 64.7513 | 56.7588 | 72.7077 | 63.497 | 70.9433 | 59.7327 | 59.8193 | 48.1936
BLD5PRE |  |  | PSZ_1:2_COOLC DXCOIL | 21.7171 | 24.6447 | 27.1859 | 25.7433 | 24.6266 | 25.6477 | 31.9434 | 28.2626 | 21.63 | 31.9325 | 23.0281 | 18.3142 | 24.9003 | 21.3138 | 24.5913 | 27.0183
BLD5PRE |  |  | PSZ_1:3_COOLC DXCOIL | 25.567 | 25.2866 | 25.3833 | 24.9511 | 22.2386 | 24.2871 | 18.5664 | 23.5551 | 24.0103 | 20.7119 | 17.6794 | 16.4716 | 17.4719 | 15.8587 | 14.6963 | 17.9031
BLD5PRE |  |  | PSZ_1:4_COOLC DXCOIL | 22.711 | 22.3234 | 21.5967 | 20.6359 | 13.7956 | 19.4706 | 10.1531 | 19.942 | 16.1502 | 13.1543 | 24.9085 | 19.2797 | 27.5269 | 22.0418 | 27.9626 | 26.784
BLD5PRE |  |  | PSZ_1:5_COOLC DXCOIL | 30.2542 | 31.0607 | 31.7605 | 30.3292 | 27.6845 | 31.7577 | 25.0623 | 29.2619 | 31.8486 | 26.3026 | 22.2322 | 22.3436 | 21.3572 | 20.9624 | 18.8785 | 17.903
BLD5PRE |  |  | PSZ_2:1_COOLC DXCOIL | 72.4554 | 66.796 | 68.8304 | 68.6124 | 57.9064 | 61.9616 | 51.0618 | 66.0348 | 62.5147 | 54.8297 | 64.8388 | 60.9906 | 64.6392 | 58.9062 | 55.7173 | 54.2756
BLD5PRE |  |  | PSZ_2:2_COOLC DXCOIL | 24.16 | 27.2397 | 31.3391 | 28.5243 | 26.9154 | 29.7455 | 36.2851 | 31.0448 | 25.5978 | 36.1372 | 23.3632 | 19.1264 | 25.2587 | 22.6286 | 24.7444 | 28.3713
BLD5PRE |  |  | PSZ_2:3_COOLC DXCOIL | 26.9812 | 26.8851 | 28.365 | 26.9086 | 23.9971 | 27.5238 | 21.3441 | 25.2768 | 26.8619 | 23.3272 | 19.6165 | 19.375 | 19.3647 | 18.8538 | 17.6694 | 18.7651
BLD5PRE |  |  | PSZ_2:4_COOLC DXCOIL | 25.2063 | 24.9808 | 25.5971 | 23.4342 | 16.1385 | 23.6059 | 13.5629 | 22.7747 | 20.1451 | 15.8175 | 24.8317 | 19.2025 | 27.2737 | 22.3774 | 27.1062 | 28.1623
BLD5PRE |  |  | PSZ_2:5_COOLC DXCOIL | 31.8018 | 32.7323 | 34.4475 | 32.3951 | 29.4136 | 34.8234 | 27.5189 | 31.0143 | 34.5233 | 28.8828 | 24.1679 | 25.0773 | 23.2579 | 23.7234 | 21.6278 | 19.8043
BLD5PRE |  |  | PSZ_3:1_COOLC DXCOIL | 88.9445 | 91.1154 | 93.8136 | 87.9035 | 68.056 | 85.022 | 57.4903 | 81.4817 | 71.7149 | 61.5947 | 76.4766 | 64.2666 | 70.6354 | 58.2031 | 61.0161 | 66.1772
BLD5PRE |  |  | PSZ_3:2_COOLC DXCOIL | 26.8711 | 30.0646 | 34.7781 | 31.1505 | 28.4063 | 32.4458 | 36.8961 | 32.6512 | 27.0542 | 37.0021 | 31.1416 | 26.1965 | 33.8871 | 30.7987 | 33.4914 | 38.628
BLD5PRE |  |  | PSZ_3:3_COOLC DXCOIL | 26.6215 | 26.4123 | 28.1487 | 26.3142 | 22.8738 | 26.8374 | 19.7362 | 24.7283 | 24.8998 | 22.0602 | 19.1422 | 17.2315 | 19.2966 | 20.1565 | 20.0768 | 25.251
BLD5PRE |  |  | PSZ_3:4_COOLC DXCOIL | 28.4076 | 28.5026 | 29.7715 | 26.7817 | 18.3615 | 27.233 | 14.9345 | 25.4233 | 23.3035 | 17.3159 | 32.0793 | 26.1643 | 35.6723 | 30.6116 | 35.6707 | 38.4963
BLD5PRE |  |  | PSZ_3:5_COOLC DXCOIL | 33.952 | 35.0805 | 37.5999 | 35.0483 | 31.1231 | 37.536 | 28.5226 | 32.7155 | 36.6127 | 30.2625 | 25.4971 | 26.4841 | 24.097 | 24.498 | 22.4201 | 25.2504
BLD5PRE | HEAT |  | Heating (kW) | 707.2298 | 766.8404 | 775.9596 | 782.6081 | 686.386 | 763.1255 | 684.4818 | 794.6951 | 684.701 | 743.3668 | 734.5309 | 636.0968 | 765.9218 | 711.6094 | 757.7633 | 911.0272
BLD5PRE |  |  | PSZ_1:1_HEATC | 95.1539 | 102.1848 | 90.1778 | 104.1033 | 92.591 | 90.9907 | 84.9112 | 106.9396 | 93.7211 | 93.7642 | 111.8577 | 98.4284 | 115.187 | 105.4605 | 109.4644 | 115.8743
BLD5PRE |  |  | PSZ_1:2_HEATC | 24.3794 | 30.1342 | 33.3385 | 33.4769 | 36.0355 | 34.1452 | 47.3604 | 38.5096 | 28.8864 | 47.9839 | 30.5361 | 25.9629 | 34.412 | 32.7553 | 36.1606 | 47.4996
BLD5PRE |  |  | PSZ_1:3_HEATC | 34.9703 | 35.9935 | 35.6034 | 36.1218 | 32.3114 | 33.4177 | 27.6832 | 35.1913 | 30.08 | 31.0578 | 26.6807 | 22.2686 | 27.0799 | 23.5882 | 24.482 | 31.1638
BLD5PRE |  |  | PSZ_1:4_HEATC | 26.7031 | 28.1427 | 27.2765 | 27.4988 | 18.5649 | 26.509 | 15.818 | 27.3145 | 22.6229 | 20.4645 | 30.3214 | 25.8462 | 34.0719 | 32.4304 | 35.8092 | 47.1792
BLD5PRE |  |  | PSZ_1:5_HEATC | 41.5829 | 43.7907 | 43.7645 | 43.5173 | 39.8486 | 43.0078 | 36.7036 | 42.8324 | 39.0393 | 38.7163 | 32.3579 | 28.9691 | 32.1951 | 29.7395 | 30.0049 | 31.1632
BLD5PRE |  |  | PSZ_2:1_HEATC | 89.7453 | 97.4489 | 94.9941 | 100.4894 | 87.0463 | 96.2928 | 85.1279 | 105.0495 | 91.1663 | 95.1891 | 110.6446 | 95.5706 | 114.3242 | 104.4652 | 111.5379 | 124.185
BLD5PRE |  |  | PSZ_2:2_HEATC | 28.0114 | 34.0097 | 39.3582 | 37.6628 | 39.6724 | 40.1597 | 53.3895 | 42.7948 | 33.4215 | 53.7436 | 32.3143 | 27.31 | 36.2204 | 34.3397 | 38.0127 | 49.3496
BLD5PRE |  |  | PSZ_2:3_HEATC | 37.2578 | 38.5858 | 39.7112 | 38.9377 | 34.7452 | 37.5727 | 31.5404 | 38.143 | 33.3394 | 34.6403 | 29.9377 | 25.5815 | 30.2364 | 27.198 | 28.408 | 32.3426
BLD5PRE |  |  | PSZ_2:4_HEATC | 30.5248 | 32.213 | 33.4175 | 31.7925 | 22.2174 | 32.6929 | 21.1522 | 31.6814 | 27.189 | 24.7991 | 32.1378 | 27.2224 | 35.9615 | 34.037 | 37.7589 | 49.0639
BLD5PRE |  |  | PSZ_2:5_HEATC | 44.0601 | 46.4482 | 47.8284 | 46.2829 | 42.2417 | 46.9431 | 40.1151 | 45.6311 | 42.0964 | 42.2507 | 35.4002 | 32.0882 | 35.2012 | 33.0671 | 33.6352 | 33.7637
BLD5PRE |  |  | PSZ_3:1_HEATC | 103.2362 | 114.1874 | 115.2219 | 116.2713 | 95.7803 | 112.3869 | 92.1782 | 114.1572 | 101.6757 | 101.4207 | 113.6113 | 99.3059 | 112.6003 | 103.6186 | 109.3442 | 140.4477
BLD5PRE |  |  | PSZ_3:2_HEATC | 32.0799 | 38.1712 | 44.2307 | 41.5965 | 41.7358 | 43.9093 | 54.2379 | 45.1704 | 35.0853 | 54.9276 | 41.1499 | 35.3763 | 46.0331 | 44.1849 | 48.5024 | 63.3757
BLD5PRE |  |  | PSZ_3:3_HEATC | 36.576 | 37.6647 | 39.4224 | 38.1411 | 33.1907 | 36.6912 | 29.3075 | 37.111 | 31.0959 | 32.9042 | 29.0418 | 23.1347 | 29.978 | 28.7668 | 31.5859 | 41.2122
BLD5PRE |  |  | PSZ_3:4_HEATC | 35.4926 | 37.6802 | 39.5791 | 36.8819 | 25.7972 | 37.9817 | 23.4478 | 35.8188 | 30.7984 | 27.3648 | 41.0435 | 35.3396 | 45.8888 | 43.9594 | 48.3771 | 63.1956
BLD5PRE |  |  | PSZ_3:5_HEATC | 47.4561 | 50.1853 | 52.0353 | 49.8341 | 44.6078 | 50.4248 | 41.5088 | 48.3504 | 44.4836 | 44.1401 | 37.4958 | 33.6923 | 36.5321 | 33.999 | 34.68 | 41.211
BLD5PRE |  |  | HVAC Efficiency
BLD5PRE | COP |  | Air Conditioning (COP) | 3.2647 | 3.2825 | 3.2872 | 3.2836 | 3.3212 | 3.3043 | 3.3271 | 3.2854 | 3.3052 | 3.3264 | 3.2807 | 3.3174 | 3.2856 | 3.3219 | 3.3242 | 3.3285
BLD5PRE |  |  | PSZ_1:1_COOLC DXCOIL | 3.11 | 3.11 | 3.11 | 3.11 | 3.23 | 3.23 | 3.23 | 3.11 | 3.23 | 3.23 | 3.11 | 3.23 | 3.11 | 3.23 | 3.23 | 3.23
BLD5PRE |  |  | PSZ_1:2_COOLC DXCOIL | 3.38 | 3.38 | 3.38 | 3.38 | 3.38 | 3.38 | 3.38 | 3.38 | 3.38 | 3.38 | 3.38 | 3.39 | 3.38 | 3.38 | 3.38 | 3.38
BLD5PRE |  |  | PSZ_1:3_COOLC DXCOIL | 3.38 | 3.38 | 3.38 | 3.38 | 3.38 | 3.38 | 3.39 | 3.38 | 3.38 | 3.38 | 3.39 | 3.39 | 3.39 | 3.39 | 3.39 | 3.39
BLD5PRE |  |  | PSZ_1:4_COOLC DXCOIL | 3.38 | 3.38 | 3.38 | 3.38 | 3.39 | 3.38 | 3.39 | 3.38 | 3.39 | 3.39 | 3.38 | 3.38 | 3.38 | 3.38 | 3.38 | 3.38
BLD5PRE |  |  | PSZ_1:5_COOLC DXCOIL | 3.38 | 3.38 | 3.38 | 3.38 | 3.38 | 3.38 | 3.38 | 3.38 | 3.38 | 3.38 | 3.38 | 3.38 | 3.38 | 3.38 | 3.39 | 3.39
BLD5PRE |  |  | PSZ_2:1_COOLC DXCOIL | 3.11 | 3.23 | 3.23 | 3.23 | 3.23 | 3.23 | 3.23 | 3.23 | 3.23 | 3.23 | 3.23 | 3.23 | 3.23 | 3.23 | 3.23 | 3.23
BLD5PRE |  |  | PSZ_2:2_COOLC DXCOIL | 3.38 | 3.38 | 3.38 | 3.38 | 3.38 | 3.38 | 3.38 | 3.38 | 3.38 | 3.38 | 3.38 | 3.38 | 3.38 | 3.38 | 3.38 | 3.38
BLD5PRE |  |  | PSZ_2:3_COOLC DXCOIL | 3.38 | 3.38 | 3.38 | 3.38 | 3.38 | 3.38 | 3.38 | 3.38 | 3.38 | 3.38 | 3.38 | 3.38 | 3.38 | 3.39 | 3.39 | 3.39
BLD5PRE |  |  | PSZ_2:4_COOLC DXCOIL | 3.38 | 3.38 | 3.38 | 3.38 | 3.39 | 3.38 | 3.39 | 3.38 | 3.38 | 3.39 | 3.38 | 3.38 | 3.38 | 3.38 | 3.38 | 3.38
BLD5PRE |  |  | PSZ_2:5_COOLC DXCOIL | 3.38 | 3.38 | 3.38 | 3.38 | 3.38 | 3.38 | 3.38 | 3.38 | 3.38 | 3.38 | 3.38 | 3.38 | 3.38 | 3.38 | 3.38 | 3.38
BLD5PRE |  |  | PSZ_3:1_COOLC DXCOIL | 3.11 | 3.11 | 3.11 | 3.11 | 3.23 | 3.11 | 3.23 | 3.11 | 3.11 | 3.23 | 3.11 | 3.23 | 3.11 | 3.23 | 3.23 | 3.23
BLD5PRE |  |  | PSZ_3:2_COOLC DXCOIL | 3.38 | 3.38 | 3.38 | 3.38 | 3.38 | 3.38 | 3.38 | 3.38 | 3.38 | 3.38 | 3.38 | 3.38 | 3.38 | 3.38 | 3.38 | 3.38
BLD5PRE |  |  | PSZ_3:3_COOLC DXCOIL | 3.38 | 3.38 | 3.38 | 3.38 | 3.38 | 3.38 | 3.38 | 3.38 | 3.38 | 3.38 | 3.38 | 3.39 | 3.38 | 3.38 | 3.38 | 3.38
BLD5PRE |  |  | PSZ_3:4_COOLC DXCOIL | 3.38 | 3.38 | 3.38 | 3.38 | 3.39 | 3.38 | 3.39 | 3.38 | 3.38 | 3.39 | 3.38 | 3.38 | 3.38 | 3.38 | 3.38 | 3.38
BLD5PRE |  |  | PSZ_3:5_COOLC DXCOIL | 3.38 | 3.38 | 3.38 | 3.38 | 3.38 | 3.38 | 3.38 | 3.38 | 3.38 | 3.38 | 3.38 | 3.38 | 3.38 | 3.38 | 3.38 | 3.38
BLD5PRE |  |  | Heating Efficiency (%)
BLD5PRE | EffHeat |  | PSZ_1:1_HEATC | 0.78 | 0.78 | 0.78 | 0.78 | 0.78 | 0.78 | 0.78 | 0.78 | 0.78 | 0.78 | 0.78 | 0.78 | 0.78 | 0.78 | 0.78 | 0.78
BLD5PRE |  |  | PSZ_1:2_HEATC | 0.78 | 0.78 | 0.78 | 0.78 | 0.78 | 0.78 | 0.78 | 0.78 | 0.78 | 0.78 | 0.78 | 0.78 | 0.78 | 0.78 | 0.78 | 0.78
BLD5PRE |  |  | PSZ_1:3_HEATC | 0.78 | 0.78 | 0.78 | 0.78 | 0.78 | 0.78 | 0.78 | 0.78 | 0.78 | 0.78 | 0.78 | 0.78 | 0.78 | 0.78 | 0.78 | 0.78
BLD5PRE |  |  | PSZ_1:4_HEATC | 0.78 | 0.78 | 0.78 | 0.78 | 0.78 | 0.78 | 0.78 | 0.78 | 0.78 | 0.78 | 0.78 | 0.78 | 0.78 | 0.78 | 0.78 | 0.78
BLD5PRE |  |  | PSZ_1:5_HEATC | 0.78 | 0.78 | 0.78 | 0.78 | 0.78 | 0.78 | 0.78 | 0.78 | 0.78 | 0.78 | 0.78 | 0.78 | 0.78 | 0.78 | 0.78 | 0.78
BLD5PRE |  |  | PSZ_2:1_HEATC | 0.78 | 0.78 | 0.78 | 0.78 | 0.78 | 0.78 | 0.78 | 0.78 | 0.78 | 0.78 | 0.78 | 0.78 | 0.78 | 0.78 | 0.78 | 0.78
BLD5PRE |  |  | PSZ_2:2_HEATC | 0.78 | 0.78 | 0.78 | 0.78 | 0.78 | 0.78 | 0.78 | 0.78 | 0.78 | 0.78 | 0.78 | 0.78 | 0.78 | 0.78 | 0.78 | 0.78
BLD5PRE |  |  | PSZ_2:3_HEATC | 0.78 | 0.78 | 0.78 | 0.78 | 0.78 | 0.78 | 0.78 | 0.78 | 0.78 | 0.78 | 0.78 | 0.78 | 0.78 | 0.78 | 0.78 | 0.78
BLD5PRE |  |  | PSZ_2:4_HEATC | 0.78 | 0.78 | 0.78 | 0.78 | 0.78 | 0.78 | 0.78 | 0.78 | 0.78 | 0.78 | 0.78 | 0.78 | 0.78 | 0.78 | 0.78 | 0.78
BLD5PRE |  |  | PSZ_2:5_HEATC | 0.78 | 0.78 | 0.78 | 0.78 | 0.78 | 0.78 | 0.78 | 0.78 | 0.78 | 0.78 | 0.78 | 0.78 | 0.78 | 0.78 | 0.78 | 0.78
BLD5PRE |  |  | PSZ_3:1_HEATC | 0.78 | 0.78 | 0.78 | 0.78 | 0.78 | 0.78 | 0.78 | 0.78 | 0.78 | 0.78 | 0.78 | 0.78 | 0.78 | 0.78 | 0.78 | 0.78
BLD5PRE |  |  | PSZ_3:2_HEATC | 0.78 | 0.78 | 0.78 | 0.78 | 0.78 | 0.78 | 0.78 | 0.78 | 0.78 | 0.78 | 0.78 | 0.78 | 0.78 | 0.78 | 0.78 | 0.78
BLD5PRE |  |  | PSZ_3:3_HEATC | 0.78 | 0.78 | 0.78 | 0.78 | 0.78 | 0.78 | 0.78 | 0.78 | 0.78 | 0.78 | 0.78 | 0.78 | 0.78 | 0.78 | 0.78 | 0.78
BLD5PRE |  |  | PSZ_3:4_HEATC | 0.78 | 0.78 | 0.78 | 0.78 | 0.78 | 0.78 | 0.78 | 0.78 | 0.78 | 0.78 | 0.78 | 0.78 | 0.78 | 0.78 | 0.78 | 0.78
BLD5PRE |  |  | PSZ_3:5_HEATC | 0.78 | 0.78 | 0.78 | 0.78 | 0.78 | 0.78 | 0.78 | 0.78 | 0.78 | 0.78 | 0.78 | 0.78 | 0.78 | 0.78 | 0.78 | 0.78
BLD5PRE |  |  | HVAC Control - Economizer
BLD5PRE |  |  | PSZ_1:1 | NoEconomizer | NoEconomizer | DifferentialDryBulb | NoEconomizer | DifferentialDryBulb | DifferentialDryBulb | DifferentialDryBulb | NoEconomizer | DifferentialDryBulb | DifferentialDryBulb | DifferentialDryBulb | DifferentialDryBulb | DifferentialDryBulb | DifferentialDryBulb | DifferentialDryBulb | DifferentialDryBulb
BLD5PRE |  |  | PSZ_1:2 | NoEconomizer | NoEconomizer | NoEconomizer | NoEconomizer | DifferentialDryBulb | DifferentialDryBulb | DifferentialDryBulb | NoEconomizer | DifferentialDryBulb | DifferentialDryBulb | NoEconomizer | NoEconomizer | NoEconomizer | DifferentialDryBulb | NoEconomizer | NoEconomizer
BLD5PRE |  |  | PSZ_1:3 | NoEconomizer | NoEconomizer | NoEconomizer | NoEconomizer | DifferentialDryBulb | DifferentialDryBulb | NoEconomizer | NoEconomizer | DifferentialDryBulb | DifferentialDryBulb | NoEconomizer | NoEconomizer | NoEconomizer | NoEconomizer | NoEconomizer | NoEconomizer
BLD5PRE |  |  | PSZ_1:4 | NoEconomizer | NoEconomizer | NoEconomizer | NoEconomizer | NoEconomizer | DifferentialDryBulb | NoEconomizer | NoEconomizer | NoEconomizer | NoEconomizer | NoEconomizer | DifferentialDryBulb | NoEconomizer | DifferentialDryBulb | NoEconomizer | NoEconomizer
BLD5PRE |  |  | PSZ_1:5 | NoEconomizer | NoEconomizer | NoEconomizer | NoEconomizer | DifferentialDryBulb | DifferentialDryBulb | DifferentialDryBulb | NoEconomizer | DifferentialDryBulb | DifferentialDryBulb | NoEconomizer | DifferentialDryBulb | NoEconomizer | DifferentialDryBulb | NoEconomizer | NoEconomizer
BLD5PRE |  |  | PSZ_2:1 | NoEconomizer | NoEconomizer | DifferentialDryBulb | NoEconomizer | DifferentialDryBulb | DifferentialDryBulb | DifferentialDryBulb | NoEconomizer | DifferentialDryBulb | DifferentialDryBulb | DifferentialDryBulb | DifferentialDryBulb | DifferentialDryBulb | DifferentialDryBulb | DifferentialDryBulb | DifferentialDryBulb
BLD5PRE |  |  | PSZ_2:2 | NoEconomizer | NoEconomizer | NoEconomizer | NoEconomizer | DifferentialDryBulb | DifferentialDryBulb | DifferentialDryBulb | NoEconomizer | DifferentialDryBulb | DifferentialDryBulb | NoEconomizer | DifferentialDryBulb | NoEconomizer | DifferentialDryBulb | NoEconomizer | NoEconomizer
BLD5PRE |  |  | PSZ_2:3 | NoEconomizer | NoEconomizer | NoEconomizer | NoEconomizer | DifferentialDryBulb | DifferentialDryBulb | DifferentialDryBulb | NoEconomizer | DifferentialDryBulb | DifferentialDryBulb | NoEconomizer | DifferentialDryBulb | NoEconomizer | NoEconomizer | NoEconomizer | NoEconomizer
BLD5PRE |  |  | PSZ_2:4 | NoEconomizer | NoEconomizer | NoEconomizer | NoEconomizer | NoEconomizer | DifferentialDryBulb | NoEconomizer | NoEconomizer | DifferentialDryBulb | NoEconomizer | NoEconomizer | DifferentialDryBulb | NoEconomizer | DifferentialDryBulb | NoEconomizer | NoEconomizer
BLD5PRE |  |  | PSZ_2:5 | NoEconomizer | NoEconomizer | NoEconomizer | NoEconomizer | DifferentialDryBulb | DifferentialDryBulb | DifferentialDryBulb | NoEconomizer | DifferentialDryBulb | DifferentialDryBulb | NoEconomizer | DifferentialDryBulb | NoEconomizer | DifferentialDryBulb | NoEconomizer | NoEconomizer
BLD5PRE |  |  | PSZ_3:1 | NoEconomizer | NoEconomizer | DifferentialDryBulb | NoEconomizer | DifferentialDryBulb | DifferentialDryBulb | DifferentialDryBulb | NoEconomizer | DifferentialDryBulb | DifferentialDryBulb | DifferentialDryBulb | DifferentialDryBulb | DifferentialDryBulb | DifferentialDryBulb | DifferentialDryBulb | DifferentialDryBulb
BLD5PRE |  |  | PSZ_3:2 | NoEconomizer | NoEconomizer | NoEconomizer | NoEconomizer | DifferentialDryBulb | DifferentialDryBulb | DifferentialDryBulb | NoEconomizer | DifferentialDryBulb | DifferentialDryBulb | NoEconomizer | DifferentialDryBulb | NoEconomizer | DifferentialDryBulb | NoEconomizer | NoEconomizer
BLD5PRE |  |  | PSZ_3:3 | NoEconomizer | NoEconomizer | NoEconomizer | NoEconomizer | DifferentialDryBulb | DifferentialDryBulb | DifferentialDryBulb | NoEconomizer | DifferentialDryBulb | DifferentialDryBulb | NoEconomizer | NoEconomizer | NoEconomizer | DifferentialDryBulb | NoEconomizer | NoEconomizer
BLD5PRE |  |  | PSZ_3:4 | NoEconomizer | NoEconomizer | NoEconomizer | NoEconomizer | NoEconomizer | DifferentialDryBulb | NoEconomizer | NoEconomizer | DifferentialDryBulb | NoEconomizer | NoEconomizer | DifferentialDryBulb | NoEconomizer | DifferentialDryBulb | NoEconomizer | NoEconomizer
BLD5PRE |  |  | PSZ_3:5 | NoEconomizer | NoEconomizer | NoEconomizer | NoEconomizer | DifferentialDryBulb | DifferentialDryBulb | DifferentialDryBulb | NoEconomizer | DifferentialDryBulb | DifferentialDryBulb | NoEconomizer | DifferentialDryBulb | NoEconomizer | DifferentialDryBulb | NoEconomizer | NoEconomizer
BLD5PRE | Fan |  | Fan Max Flow Rate (m3/s ) | 28.47 | 29.33 | 31.94 | 30.33 | 27.42 | 31.9 | 26.63 | 29.1 | 30.91 | 28.3 | 25.32 | 26.7 | 26.04 | 27.18 | 25.87 | 29.06
BLD5PRE |  |  | PSZ_1:1_FAN | 3.69 | 3.65 | 3.45 | 3.71 | 3.54 | 3.49 | 3.08 | 3.56 | 3.91 | 3.25 | 3.53 | 3.84 | 3.53 | 3.61 | 3.27 | 2.91
BLD5PRE |  |  | PSZ_1:2_FAN | 0.96 | 1.14 | 1.38 | 1.3 | 1.47 | 1.44 | 1.93 | 1.45 | 1.31 | 1.93 | 1.05 | 1.08 | 1.2 | 1.29 | 1.29 | 1.63
BLD5PRE |  |  | PSZ_1:3_FAN | 1.46 | 1.46 | 1.53 | 1.5 | 1.34 | 1.47 | 1.12 | 1.39 | 1.45 | 1.25 | 0.99 | 1 | 0.99 | 0.96 | 0.89 | 1.08
BLD5PRE |  |  | PSZ_1:4_FAN | 1.07 | 1.06 | 1.1 | 1.03 | 0.7 | 1.08 | 0.56 | 0.96 | 0.98 | 0.72 | 1.04 | 1.08 | 1.18 | 1.27 | 1.27 | 1.62
BLD5PRE |  |  | PSZ_1:5_FAN | 1.75 | 1.8 | 1.9 | 1.83 | 1.67 | 1.92 | 1.51 | 1.72 | 1.92 | 1.59 | 1.25 | 1.35 | 1.22 | 1.27 | 1.14 | 1.08
BLD5PRE |  |  | PSZ_2:1_FAN | 3.45 | 3.44 | 3.67 | 3.55 | 3.3 | 3.74 | 3.08 | 3.48 | 3.78 | 3.31 | 3.47 | 3.68 | 3.49 | 3.56 | 3.37 | 3.28
BLD5PRE |  |  | PSZ_2:2_FAN | 1.12 | 1.31 | 1.65 | 1.49 | 1.63 | 1.72 | 2.19 | 1.64 | 1.55 | 2.18 | 1.13 | 1.16 | 1.28 | 1.37 | 1.37 | 1.71
BLD5PRE |  |  | PSZ_2:3_FAN | 1.56 | 1.58 | 1.71 | 1.63 | 1.45 | 1.66 | 1.29 | 1.52 | 1.62 | 1.41 | 1.14 | 1.17 | 1.14 | 1.14 | 1.07 | 1.13
BLD5PRE |  |  | PSZ_2:4_FAN | 1.23 | 1.23 | 1.38 | 1.23 | 0.86 | 1.37 | 0.79 | 1.15 | 1.22 | 0.91 | 1.12 | 1.15 | 1.27 | 1.35 | 1.36 | 1.7
BLD5PRE |  |  | PSZ_2:5_FAN | 1.86 | 1.92 | 2.08 | 1.96 | 1.78 | 2.1 | 1.66 | 1.85 | 2.09 | 1.74 | 1.38 | 1.51 | 1.36 | 1.43 | 1.31 | 1.2
BLD5PRE |  |  | PSZ_3:1_FAN | 4.04 | 4.17 | 4.59 | 4.26 | 3.68 | 4.5 | 3.39 | 3.88 | 4.33 | 3.59 | 3.61 | 3.88 | 3.41 | 3.52 | 3.27 | 4
BLD5PRE |  |  | PSZ_3:2_FAN | 1.3 | 1.49 | 1.87 | 1.67 | 1.72 | 1.9 | 2.23 | 1.74 | 1.63 | 2.24 | 1.52 | 1.58 | 1.72 | 1.86 | 1.85 | 2.33
BLD5PRE |  |  | PSZ_3:3_FAN | 1.53 | 1.53 | 1.7 | 1.59 | 1.38 | 1.62 | 1.19 | 1.47 | 1.5 | 1.33 | 1.1 | 1.04 | 1.12 | 1.22 | 1.21 | 1.53
BLD5PRE |  |  | PSZ_3:4_FAN | 1.45 | 1.47 | 1.66 | 1.46 | 1.02 | 1.62 | 0.89 | 1.33 | 1.41 | 1.02 | 1.52 | 1.58 | 1.71 | 1.85 | 1.85 | 2.33
BLD5PRE |  |  | PSZ_3:5_FAN | 2 | 2.08 | 2.27 | 2.12 | 1.88 | 2.27 | 1.72 | 1.96 | 2.21 | 1.83 | 1.47 | 1.6 | 1.42 | 1.48 | 1.35 | 1.53
BLD5PRE |  | Utility Costs
BLD5PRE |  |  | Electric Utility Rates
BLD5PRE |  |  | Average Annual Rate ($/kWh) | 0.0859 | 0.11779 | 0.090226 | 0.098462 | 0.13109 | 0.099263 | 0.14863 | 0.0754 | 0.037126 | 0.075253 | 0.091257 | 0.037142 | 0.059735 | 0.076273 | 0.059058 | 0.096738
BLD5PRE |  |  | Total Cost ($/m2) | 19.73 | 25.3 | 21.35 | 20.17 | 22.74 | 21.83 | 23.77 | 14.56 | 7.25 | 12.58 | 16.25 | 6.69 | 10.44 | 13.43 | 9.79 | 16.78
BLD5PRE |  |  | Gas Utility Rates
BLD5PRE |  |  | Average Annual Rate ($/MJ) | 0.011454 | 0.0080872 | 0.0082911 | 0.0095313 | 0.0085703 | 0.0076996 | 0.0087036 | 0.0096561 | 0.0068578 | 0.0084644 | 0.0082332 | 0.0068521 | 0.0079187 | 0.0079279 | 0.0078816 | 0.0040988
BLD5PRE |  |  | Total Cost ($/m2) | 0.06 | 0.21 | 0.11 | 0.53 | 0.08 | 0.17 | 0.23 | 1.12 | 0.41 | 0.76 | 1.38 | 0.69 | 2.07 | 1.42 | 2.7 | 2.66
BLD5PRE |  |  | Total Utility Costs
BLD5PRE |  |  | Cost Intensity ($/m2) | 19.79 | 25.51 | 21.46 | 20.7 | 22.82 | 22 | 24 | 15.68 | 7.65 | 13.34 | 17.64 | 7.39 | 12.51 | 14.84 | 12.49 | 19.44
BLD5PRE |  | Energy - End Uses
BLD5PRE |  |  | Electricity (kWh)
BLD5PRE |  |  | Heating | 0 | 0 | 0 | 0 | 0 | 0 | 0 | 0 | 0 | 0 | 0 | 0 | 0 | 0 | 0 | 0
BLD5PRE |  |  | Cooling | 301736.1111 | 230636.1111 | 305011.1111 | 163450 | 54647.2222 | 230033.3333 | 18325 | 122377.7778 | 108294.4444 | 20133.3333 | 70130.5556 | 61588.8889 | 59969.4444 | 36013.8889 | 26550 | 18738.8889
BLD5PRE |  |  | Interior Lighting | 264338.8889 | 264338.8889 | 264338.8889 | 264338.8889 | 264338.8889 | 264338.8889 | 264338.8889 | 264338.8889 | 264338.8889 | 264338.8889 | 264338.8889 | 264338.8889 | 264338.8889 | 264338.8889 | 264338.8889 | 264338.8889
BLD5PRE |  |  | Exterior Lighting | 77844.4444 | 77813.8889 | 77800 | 77786.1111 | 77727.7778 | 77708.3333 | 77750 | 77702.7778 | 77733.3333 | 77577.7778 | 77716.6667 | 77672.2222 | 77663.8889 | 77647.2222 | 77602.7778 | 77127.7778
BLD5PRE |  |  | Interior Equipment | 296255.5556 | 296255.5556 | 296255.5556 | 296255.5556 | 296255.5556 | 296255.5556 | 296255.5556 | 296255.5556 | 296255.5556 | 296255.5556 | 296255.5556 | 296255.5556 | 296255.5556 | 296255.5556 | 296255.5556 | 296255.5556
BLD5PRE |  |  | Exterior Equipment | 0 | 0 | 0 | 0 | 0 | 0 | 0 | 0 | 0 | 0 | 0 | 0 | 0 | 0 | 0 | 0
BLD5PRE |  |  | Fans | 204141.6667 | 201133.3333 | 235619.4444 | 218597.2222 | 171313.8889 | 227494.4444 | 139966.6667 | 201122.2222 | 226022.2222 | 174811.1111 | 178850 | 198047.2222 | 172372.2222 | 202691.6667 | 161377.7778 | 207522.2222
BLD5PRE |  |  | Pumps | 75 | 75 | 75 | 75 | 75 | 75 | 75 | 75 | 75 | 75 | 75 | 75 | 75 | 75 | 75 | 75
BLD5PRE |  |  | Heat Rejection | 0 | 0 | 0 | 0 | 0 | 0 | 0 | 0 | 0 | 0 | 0 | 0 | 0 | 0 | 0 | 0
BLD5PRE |  |  | Humidification | 0 | 0 | 0 | 0 | 0 | 0 | 0 | 0 | 0 | 0 | 0 | 0 | 0 | 0 | 0 | 0
BLD5PRE |  |  | Heat Recovery | 0 | 0 | 0 | 0 | 0 | 0 | 0 | 0 | 0 | 0 | 0 | 0 | 0 | 0 | 0 | 0
BLD5PRE |  |  | Water Systems | 0 | 0 | 0 | 0 | 0 | 0 | 0 | 0 | 0 | 0 | 0 | 0 | 0 | 0 | 0 | 0
BLD5PRE |  |  | Refrigeration | 0 | 0 | 0 | 0 | 0 | 0 | 0 | 0 | 0 | 0 | 0 | 0 | 0 | 0 | 0 | 0
BLD5PRE |  |  | Generators | 0 | 0 | 0 | 0 | 0 | 0 | 0 | 0 | 0 | 0 | 0 | 0 | 0 | 0 | 0 | 0
BLD5PRE |  |  | Total End Uses | 1144388.8889 | 1070252.7778 | 1179100 | 1020500 | 864358.3333 | 1095905.5556 | 796711.1111 | 961869.4444 | 972716.6667 | 833191.6667 | 887366.6667 | 897975 | 870675 | 877022.2222 | 826197.2222 | 864055.5556
BLD5PRE |  |  | Gas (MJ)
BLD5PRE |  |  | Heating | 2020 | 99670 | 39100 | 245750 | 16850 | 80810 | 96970 | 543600 | 262370 | 412210 | 801410 | 468670 | 1265780 | 850570 | 1662340 | 3190850
BLD5PRE |  |  | Cooling | 0 | 0 | 0 | 0 | 0 | 0 | 0 | 0 | 0 | 0 | 0 | 0 | 0 | 0 | 0 | 0
BLD5PRE |  |  | Interior Lighting | 0 | 0 | 0 | 0 | 0 | 0 | 0 | 0 | 0 | 0 | 0 | 0 | 0 | 0 | 0 | 0
BLD5PRE |  |  | Exterior Lighting | 0 | 0 | 0 | 0 | 0 | 0 | 0 | 0 | 0 | 0 | 0 | 0 | 0 | 0 | 0 | 0
BLD5PRE |  |  | Interior Equipment | 0 | 0 | 0 | 0 | 0 | 0 | 0 | 0 | 0 | 0 | 0 | 0 | 0 | 0 | 0 | 0
BLD5PRE |  |  | Exterior Equipment | 0 | 0 | 0 | 0 | 0 | 0 | 0 | 0 | 0 | 0 | 0 | 0 | 0 | 0 | 0 | 0
BLD5PRE |  |  | Fans | 0 | 0 | 0 | 0 | 0 | 0 | 0 | 0 | 0 | 0 | 0 | 0 | 0 | 0 | 0 | 0
BLD5PRE |  |  | Pumps | 0 | 0 | 0 | 0 | 0 | 0 | 0 | 0 | 0 | 0 | 0 | 0 | 0 | 0 | 0 | 0
BLD5PRE |  |  | Heat Rejection | 0 | 0 | 0 | 0 | 0 | 0 | 0 | 0 | 0 | 0 | 0 | 0 | 0 | 0 | 0 | 0
BLD5PRE |  |  | Humidification | 0 | 0 | 0 | 0 | 0 | 0 | 0 | 0 | 0 | 0 | 0 | 0 | 0 | 0 | 0 | 0
BLD5PRE |  |  | Heat Recovery | 0 | 0 | 0 | 0 | 0 | 0 | 0 | 0 | 0 | 0 | 0 | 0 | 0 | 0 | 0 | 0
BLD5PRE |  |  | Water Systems | 22720 | 26650 | 24380 | 30450 | 29720 | 27110 | 32970 | 33440 | 32870 | 35000 | 36060 | 35920 | 38330 | 38740 | 42060 | 46580
BLD5PRE |  |  | Refrigeration | 0 | 0 | 0 | 0 | 0 | 0 | 0 | 0 | 0 | 0 | 0 | 0 | 0 | 0 | 0 | 0
BLD5PRE |  |  | Generators | 0 | 0 | 0 | 0 | 0 | 0 | 0 | 0 | 0 | 0 | 0 | 0 | 0 | 0 | 0 | 0
BLD5PRE |  |  | Total End Uses | 24740 | 126320 | 63480 | 276200 | 46570 | 107920 | 129940 | 577040 | 295240 | 447210 | 837470 | 504590 | 1304110 | 889310 | 1704410 | 3237430
BLD5PRE |  |  | Purchased Cooling (MJ)
BLD5PRE |  |  | Heating | 0 | 0 | 0 | 0 | 0 | 0 | 0 | 0 | 0 | 0 | 0 | 0 | 0 | 0 | 0 | 0
BLD5PRE |  |  | Cooling | 0 | 0 | 0 | 0 | 0 | 0 | 0 | 0 | 0 | 0 | 0 | 0 | 0 | 0 | 0 | 0
BLD5PRE |  |  | Interior Lighting | 0 | 0 | 0 | 0 | 0 | 0 | 0 | 0 | 0 | 0 | 0 | 0 | 0 | 0 | 0 | 0
BLD5PRE |  |  | Exterior Lighting | 0 | 0 | 0 | 0 | 0 | 0 | 0 | 0 | 0 | 0 | 0 | 0 | 0 | 0 | 0 | 0
BLD5PRE |  |  | Interior Equipment | 0 | 0 | 0 | 0 | 0 | 0 | 0 | 0 | 0 | 0 | 0 | 0 | 0 | 0 | 0 | 0
BLD5PRE |  |  | Exterior Equipment | 0 | 0 | 0 | 0 | 0 | 0 | 0 | 0 | 0 | 0 | 0 | 0 | 0 | 0 | 0 | 0
BLD5PRE |  |  | Fans | 0 | 0 | 0 | 0 | 0 | 0 | 0 | 0 | 0 | 0 | 0 | 0 | 0 | 0 | 0 | 0
BLD5PRE |  |  | Pumps | 0 | 0 | 0 | 0 | 0 | 0 | 0 | 0 | 0 | 0 | 0 | 0 | 0 | 0 | 0 | 0
BLD5PRE |  |  | Heat Rejection | 0 | 0 | 0 | 0 | 0 | 0 | 0 | 0 | 0 | 0 | 0 | 0 | 0 | 0 | 0 | 0
BLD5PRE |  |  | Humidification | 0 | 0 | 0 | 0 | 0 | 0 | 0 | 0 | 0 | 0 | 0 | 0 | 0 | 0 | 0 | 0
BLD5PRE |  |  | Heat Recovery | 0 | 0 | 0 | 0 | 0 | 0 | 0 | 0 | 0 | 0 | 0 | 0 | 0 | 0 | 0 | 0
BLD5PRE |  |  | Water Systems | 0 | 0 | 0 | 0 | 0 | 0 | 0 | 0 | 0 | 0 | 0 | 0 | 0 | 0 | 0 | 0
BLD5PRE |  |  | Refrigeration | 0 | 0 | 0 | 0 | 0 | 0 | 0 | 0 | 0 | 0 | 0 | 0 | 0 | 0 | 0 | 0
BLD5PRE |  |  | Generators | 0 | 0 | 0 | 0 | 0 | 0 | 0 | 0 | 0 | 0 | 0 | 0 | 0 | 0 | 0 | 0
BLD5PRE |  |  | Total End Uses | 0 | 0 | 0 | 0 | 0 | 0 | 0 | 0 | 0 | 0 | 0 | 0 | 0 | 0 | 0 | 0
BLD5PRE |  |  | Purchased Heating (MJ)
BLD5PRE |  |  | Heating | 0 | 0 | 0 | 0 | 0 | 0 | 0 | 0 | 0 | 0 | 0 | 0 | 0 | 0 | 0 | 0
BLD5PRE |  |  | Cooling | 0 | 0 | 0 | 0 | 0 | 0 | 0 | 0 | 0 | 0 | 0 | 0 | 0 | 0 | 0 | 0
BLD5PRE |  |  | Interior Lighting | 0 | 0 | 0 | 0 | 0 | 0 | 0 | 0 | 0 | 0 | 0 | 0 | 0 | 0 | 0 | 0
BLD5PRE |  |  | Exterior Lighting | 0 | 0 | 0 | 0 | 0 | 0 | 0 | 0 | 0 | 0 | 0 | 0 | 0 | 0 | 0 | 0
BLD5PRE |  |  | Interior Equipment | 0 | 0 | 0 | 0 | 0 | 0 | 0 | 0 | 0 | 0 | 0 | 0 | 0 | 0 | 0 | 0
BLD5PRE |  |  | Exterior Equipment | 0 | 0 | 0 | 0 | 0 | 0 | 0 | 0 | 0 | 0 | 0 | 0 | 0 | 0 | 0 | 0
BLD5PRE |  |  | Fans | 0 | 0 | 0 | 0 | 0 | 0 | 0 | 0 | 0 | 0 | 0 | 0 | 0 | 0 | 0 | 0
BLD5PRE |  |  | Pumps | 0 | 0 | 0 | 0 | 0 | 0 | 0 | 0 | 0 | 0 | 0 | 0 | 0 | 0 | 0 | 0
BLD5PRE |  |  | Heat Rejection | 0 | 0 | 0 | 0 | 0 | 0 | 0 | 0 | 0 | 0 | 0 | 0 | 0 | 0 | 0 | 0
BLD5PRE |  |  | Humidification | 0 | 0 | 0 | 0 | 0 | 0 | 0 | 0 | 0 | 0 | 0 | 0 | 0 | 0 | 0 | 0
BLD5PRE |  |  | Heat Recovery | 0 | 0 | 0 | 0 | 0 | 0 | 0 | 0 | 0 | 0 | 0 | 0 | 0 | 0 | 0 | 0
BLD5PRE |  |  | Water Systems | 0 | 0 | 0 | 0 | 0 | 0 | 0 | 0 | 0 | 0 | 0 | 0 | 0 | 0 | 0 | 0
BLD5PRE |  |  | Refrigeration | 0 | 0 | 0 | 0 | 0 | 0 | 0 | 0 | 0 | 0 | 0 | 0 | 0 | 0 | 0 | 0
BLD5PRE |  |  | Generators | 0 | 0 | 0 | 0 | 0 | 0 | 0 | 0 | 0 | 0 | 0 | 0 | 0 | 0 | 0 | 0
BLD5PRE |  |  | Total End Uses | 0 | 0 | 0 | 0 | 0 | 0 | 0 | 0 | 0 | 0 | 0 | 0 | 0 | 0 | 0 | 0
BLD5PRE |  |  | Total Building (MJ) | 4144530 | 3979230 | 4308230 | 3950000 | 3158260 | 4053180 | 2998100 | 4039770 | 3797030 | 3446700 | 4031980 | 3737310 | 4438540 | 4046580 | 4678720 | 6348030
BLD5PRE |  | Energy - End Use Intensities
BLD5PRE |  |  | Electricity (MJ/m2)
BLD5PRE |  |  | Heating (elec) | 0 | 0 | 0 | 0 | 0 | 0 | 0 | 0 | 0 | 0 | 0 | 0 | 0 | 0 | 0 | 0
BLD5PRE |  |  | Cooling (elec) | 218.0266 | 166.6516 | 220.393 | 118.1047 | 39.4867 | 166.2161 | 13.2412 | 88.427 | 78.2507 | 14.5478 | 50.6745 | 44.5025 | 43.3323 | 26.0227 | 19.1843 | 13.5402
BLD5PRE |  |  | Interior Lighting (elec) | 191.0044 | 191.0044 | 191.0044 | 191.0044 | 191.0044 | 191.0044 | 191.0044 | 191.0044 | 191.0044 | 191.0044 | 191.0044 | 191.0044 | 191.0044 | 191.0044 | 191.0044 | 191.0044
BLD5PRE |  |  | Exterior Lighting (elec) | 56.2484 | 56.2263 | 56.2162 | 56.2062 | 56.1641 | 56.15 | 56.1801 | 56.146 | 56.1681 | 56.0557 | 56.156 | 56.1239 | 56.1179 | 56.1058 | 56.0737 | 55.7305
BLD5PRE |  |  | Interior Equipment (elec) | 214.0665 | 214.0665 | 214.0665 | 214.0665 | 214.0665 | 214.0665 | 214.0665 | 214.0665 | 214.0665 | 214.0665 | 214.0665 | 214.0665 | 214.0665 | 214.0665 | 214.0665 | 214.0665
BLD5PRE |  |  | Exterior Equipment (elec) | 0 | 0 | 0 | 0 | 0 | 0 | 0 | 0 | 0 | 0 | 0 | 0 | 0 | 0 | 0 | 0
BLD5PRE |  |  | Fans (elec) | 147.5074 | 145.3337 | 170.2524 | 157.9526 | 123.7869 | 164.3815 | 101.1362 | 145.3256 | 163.3177 | 126.3139 | 129.2323 | 143.1037 | 124.5517 | 146.4597 | 116.6074 | 149.9501
BLD5PRE |  |  | Pumps (elec) | 0.054193 | 0.054193 | 0.054193 | 0.054193 | 0.054193 | 0.054193 | 0.054193 | 0.054193 | 0.054193 | 0.054193 | 0.054193 | 0.054193 | 0.054193 | 0.054193 | 0.054193 | 0.054193
BLD5PRE |  |  | Heat Rejection (elec) | 0 | 0 | 0 | 0 | 0 | 0 | 0 | 0 | 0 | 0 | 0 | 0 | 0 | 0 | 0 | 0
BLD5PRE |  |  | Humidification (elec) | 0 | 0 | 0 | 0 | 0 | 0 | 0 | 0 | 0 | 0 | 0 | 0 | 0 | 0 | 0 | 0
BLD5PRE |  |  | Heat Recovery (elec) | 0 | 0 | 0 | 0 | 0 | 0 | 0 | 0 | 0 | 0 | 0 | 0 | 0 | 0 | 0 | 0
BLD5PRE |  |  | Water Systems (elec) | 0 | 0 | 0 | 0 | 0 | 0 | 0 | 0 | 0 | 0 | 0 | 0 | 0 | 0 | 0 | 0
BLD5PRE |  |  | Refrigeration (elec) | 0 | 0 | 0 | 0 | 0 | 0 | 0 | 0 | 0 | 0 | 0 | 0 | 0 | 0 | 0 | 0
BLD5PRE |  |  | Generators (elec) | 0 | 0 | 0 | 0 | 0 | 0 | 0 | 0 | 0 | 0 | 0 | 0 | 0 | 0 | 0 | 0
BLD5PRE |  |  | Total End Uses | 826.9054 | 773.3366 | 851.9868 | 737.3866 | 624.5627 | 791.8727 | 575.6826 | 695.0217 | 702.8596 | 602.0425 | 641.1879 | 648.8532 | 629.127 | 633.7133 | 596.9885 | 624.3439
BLD5PRE |  |  | Gas (MJ/m2)
BLD5PRE |  |  | Heating (gas) | 0.40544 | 20.0053 | 7.848 | 49.3257 | 3.382 | 16.2198 | 19.4633 | 109.1086 | 52.6616 | 82.7367 | 160.855 | 94.0691 | 254.061 | 170.7221 | 333.6565 | 640.4513
BLD5PRE |  |  | Cooling (gas) | 0 | 0 | 0 | 0 | 0 | 0 | 0 | 0 | 0 | 0 | 0 | 0 | 0 | 0 | 0 | 0
BLD5PRE |  |  | Interior Lighting (gas) | 0 | 0 | 0 | 0 | 0 | 0 | 0 | 0 | 0 | 0 | 0 | 0 | 0 | 0 | 0 | 0
BLD5PRE |  |  | Exterior Lighting (gas) | 0 | 0 | 0 | 0 | 0 | 0 | 0 | 0 | 0 | 0 | 0 | 0 | 0 | 0 | 0 | 0
BLD5PRE |  |  | Interior Equipment (gas) | 0 | 0 | 0 | 0 | 0 | 0 | 0 | 0 | 0 | 0 | 0 | 0 | 0 | 0 | 0 | 0
BLD5PRE |  |  | Exterior Equipment (gas) | 0 | 0 | 0 | 0 | 0 | 0 | 0 | 0 | 0 | 0 | 0 | 0 | 0 | 0 | 0 | 0
BLD5PRE |  |  | Fans (gas) | 0 | 0 | 0 | 0 | 0 | 0 | 0 | 0 | 0 | 0 | 0 | 0 | 0 | 0 | 0 | 0
BLD5PRE |  |  | Pumps (gas) | 0 | 0 | 0 | 0 | 0 | 0 | 0 | 0 | 0 | 0 | 0 | 0 | 0 | 0 | 0 | 0
BLD5PRE |  |  | Heat Rejection (gas) | 0 | 0 | 0 | 0 | 0 | 0 | 0 | 0 | 0 | 0 | 0 | 0 | 0 | 0 | 0 | 0
BLD5PRE |  |  | Humidification (gas) | 0 | 0 | 0 | 0 | 0 | 0 | 0 | 0 | 0 | 0 | 0 | 0 | 0 | 0 | 0 | 0
BLD5PRE |  |  | Heat Recovery (gas) | 0 | 0 | 0 | 0 | 0 | 0 | 0 | 0 | 0 | 0 | 0 | 0 | 0 | 0 | 0 | 0
BLD5PRE |  |  | Water Systems (gas) | 4.5602 | 5.3491 | 4.8934 | 6.1118 | 5.9652 | 5.4414 | 6.6176 | 6.7119 | 6.5975 | 7.025 | 7.2378 | 7.2097 | 7.6934 | 7.7757 | 8.4421 | 9.3493
BLD5PRE |  |  | Refrigeration (gas) | 0 | 0 | 0 | 0 | 0 | 0 | 0 | 0 | 0 | 0 | 0 | 0 | 0 | 0 | 0 | 0
BLD5PRE |  |  | Generators (gas) | 0 | 0 | 0 | 0 | 0 | 0 | 0 | 0 | 0 | 0 | 0 | 0 | 0 | 0 | 0 | 0
BLD5PRE |  |  | Total End Uses | 4.9657 | 25.3543 | 12.7414 | 55.4375 | 9.3473 | 21.6612 | 26.0809 | 115.8206 | 59.2591 | 89.7617 | 168.0927 | 101.2788 | 261.7544 | 178.4978 | 342.1006 | 649.8006
BLD5PRE |  |  | Purchased Cooling (MJ/m2)
BLD5PRE |  |  | Heating | 0 | 0 | 0 | 0 | 0 | 0 | 0 | 0 | 0 | 0 | 0 | 0 | 0 | 0 | 0 | 0
BLD5PRE |  |  | Cooling | 0 | 0 | 0 | 0 | 0 | 0 | 0 | 0 | 0 | 0 | 0 | 0 | 0 | 0 | 0 | 0
BLD5PRE |  |  | Interior Lighting | 0 | 0 | 0 | 0 | 0 | 0 | 0 | 0 | 0 | 0 | 0 | 0 | 0 | 0 | 0 | 0
BLD5PRE |  |  | Exterior Lighting | 0 | 0 | 0 | 0 | 0 | 0 | 0 | 0 | 0 | 0 | 0 | 0 | 0 | 0 | 0 | 0
BLD5PRE |  |  | Interior Equipment | 0 | 0 | 0 | 0 | 0 | 0 | 0 | 0 | 0 | 0 | 0 | 0 | 0 | 0 | 0 | 0
BLD5PRE |  |  | Exterior Equipment | 0 | 0 | 0 | 0 | 0 | 0 | 0 | 0 | 0 | 0 | 0 | 0 | 0 | 0 | 0 | 0
BLD5PRE |  |  | Fans | 0 | 0 | 0 | 0 | 0 | 0 | 0 | 0 | 0 | 0 | 0 | 0 | 0 | 0 | 0 | 0
BLD5PRE |  |  | Pumps | 0 | 0 | 0 | 0 | 0 | 0 | 0 | 0 | 0 | 0 | 0 | 0 | 0 | 0 | 0 | 0
BLD5PRE |  |  | Heat Rejection | 0 | 0 | 0 | 0 | 0 | 0 | 0 | 0 | 0 | 0 | 0 | 0 | 0 | 0 | 0 | 0
BLD5PRE |  |  | Humidification | 0 | 0 | 0 | 0 | 0 | 0 | 0 | 0 | 0 | 0 | 0 | 0 | 0 | 0 | 0 | 0
BLD5PRE |  |  | Heat Recovery | 0 | 0 | 0 | 0 | 0 | 0 | 0 | 0 | 0 | 0 | 0 | 0 | 0 | 0 | 0 | 0
BLD5PRE |  |  | Water Systems | 0 | 0 | 0 | 0 | 0 | 0 | 0 | 0 | 0 | 0 | 0 | 0 | 0 | 0 | 0 | 0
BLD5PRE |  |  | Refrigeration | 0 | 0 | 0 | 0 | 0 | 0 | 0 | 0 | 0 | 0 | 0 | 0 | 0 | 0 | 0 | 0
BLD5PRE |  |  | Generators | 0 | 0 | 0 | 0 | 0 | 0 | 0 | 0 | 0 | 0 | 0 | 0 | 0 | 0 | 0 | 0
BLD5PRE |  |  | Total End Uses | 0 | 0 | 0 | 0 | 0 | 0 | 0 | 0 | 0 | 0 | 0 | 0 | 0 | 0 | 0 | 0
BLD5PRE |  |  | Purchased Heating (MJ/m2)
BLD5PRE |  |  | Heating | 0 | 0 | 0 | 0 | 0 | 0 | 0 | 0 | 0 | 0 | 0 | 0 | 0 | 0 | 0 | 0
BLD5PRE |  |  | Cooling | 0 | 0 | 0 | 0 | 0 | 0 | 0 | 0 | 0 | 0 | 0 | 0 | 0 | 0 | 0 | 0
BLD5PRE |  |  | Interior Lighting | 0 | 0 | 0 | 0 | 0 | 0 | 0 | 0 | 0 | 0 | 0 | 0 | 0 | 0 | 0 | 0
BLD5PRE |  |  | Exterior Lighting | 0 | 0 | 0 | 0 | 0 | 0 | 0 | 0 | 0 | 0 | 0 | 0 | 0 | 0 | 0 | 0
BLD5PRE |  |  | Interior Equipment | 0 | 0 | 0 | 0 | 0 | 0 | 0 | 0 | 0 | 0 | 0 | 0 | 0 | 0 | 0 | 0
BLD5PRE |  |  | Exterior Equipment | 0 | 0 | 0 | 0 | 0 | 0 | 0 | 0 | 0 | 0 | 0 | 0 | 0 | 0 | 0 | 0
BLD5PRE |  |  | Fans | 0 | 0 | 0 | 0 | 0 | 0 | 0 | 0 | 0 | 0 | 0 | 0 | 0 | 0 | 0 | 0
BLD5PRE |  |  | Pumps | 0 | 0 | 0 | 0 | 0 | 0 | 0 | 0 | 0 | 0 | 0 | 0 | 0 | 0 | 0 | 0
BLD5PRE |  |  | Heat Rejection | 0 | 0 | 0 | 0 | 0 | 0 | 0 | 0 | 0 | 0 | 0 | 0 | 0 | 0 | 0 | 0
BLD5PRE |  |  | Humidification | 0 | 0 | 0 | 0 | 0 | 0 | 0 | 0 | 0 | 0 | 0 | 0 | 0 | 0 | 0 | 0
BLD5PRE |  |  | Heat Recovery | 0 | 0 | 0 | 0 | 0 | 0 | 0 | 0 | 0 | 0 | 0 | 0 | 0 | 0 | 0 | 0
BLD5PRE |  |  | Water Systems | 0 | 0 | 0 | 0 | 0 | 0 | 0 | 0 | 0 | 0 | 0 | 0 | 0 | 0 | 0 | 0
BLD5PRE |  |  | Refrigeration | 0 | 0 | 0 | 0 | 0 | 0 | 0 | 0 | 0 | 0 | 0 | 0 | 0 | 0 | 0 | 0
BLD5PRE |  |  | Generators | 0 | 0 | 0 | 0 | 0 | 0 | 0 | 0 | 0 | 0 | 0 | 0 | 0 | 0 | 0 | 0
BLD5PRE |  |  | Total End Uses | 0 | 0 | 0 | 0 | 0 | 0 | 0 | 0 | 0 | 0 | 0 | 0 | 0 | 0 | 0 | 0
BLD5PRE |  |  | Total Building (MJ/m2) | 831.8691 | 798.6909 | 864.7262 | 792.824 | 633.91 | 813.5338 | 601.7635 | 810.8422 | 762.1207 | 691.8042 | 809.2787 | 750.134 | 890.8813 | 812.2091 | 939.089 | 1274.1445
BLD5PRE |  | Peak Energy Demand
BLD5PRE |  |  | Electricity Peak Demand (kW)
BLD5PRE |  |  | Jan | 260.7615 | 240.1277 | 251.3512 | 221.8198 | 251.853 | 198.1528 | 185.9828 | 199.4925 | 189.8162 | 190.7334 | 190.5345 | 195.7136 | 188.464 | 202.8059 | 185.4123 | 199.064
BLD5PRE |  |  | Feb | 267.034 | 251.9373 | 267.7415 | 221.8121 | 238.8894 | 214.5218 | 196.0904 | 193.7724 | 216.5267 | 180.4301 | 190.5345 | 186.3016 | 178.1147 | 185.1169 | 175.1021 | 199.064
BLD5PRE |  |  | Mar | 274.472 | 246.6946 | 302.0948 | 250.9035 | 245.8905 | 255.9868 | 177.4436 | 220.4543 | 223.2715 | 191.9836 | 202.2325 | 219.9837 | 182.2218 | 200.8773 | 175.1096 | 199.064
BLD5PRE |  |  | Apr | 279.5977 | 265.0158 | 303.5155 | 260.0343 | 249.0402 | 297.8563 | 214.4246 | 236.803 | 273.178 | 180.3851 | 203.7718 | 238.3879 | 201.3456 | 188.3414 | 178.5704 | 182.4641
BLD5PRE |  |  | May | 290.9818 | 300.9473 | 338.8215 | 281.2925 | 238.9671 | 331.1589 | 220.2806 | 254.2419 | 290.8545 | 231.6977 | 244.8645 | 257.7 | 237.654 | 232.1799 | 212.4309 | 205.0164
BLD5PRE |  |  | Jun | 306.8965 | 306.3522 | 403.8567 | 301.5103 | 235.7709 | 384.0179 | 226.2987 | 302.1295 | 317.1267 | 238.9762 | 277.5135 | 276.7216 | 267.2666 | 272.7495 | 232.3054 | 235.0838
BLD5PRE |  |  | Jul | 299.6603 | 313.8636 | 377.3662 | 330.1025 | 245.5572 | 376.2593 | 242.5071 | 314.4609 | 331.0674 | 255.0109 | 282.0255 | 292.5374 | 267.0616 | 276.7622 | 248.1612 | 237.5378
BLD5PRE |  |  | Aug | 311.4361 | 315.7736 | 385.3541 | 300.5126 | 267.1879 | 355.3093 | 229.8624 | 313.6695 | 305.9418 | 249.0286 | 277.0306 | 285.3324 | 265.003 | 267.2412 | 238.5434 | 230.0544
BLD5PRE |  |  | Sep | 299.854 | 300.4092 | 347.4109 | 286.565 | 270.4023 | 350.5717 | 274.341 | 278.4146 | 284.8331 | 246.809 | 246.6169 | 271.2315 | 239.8087 | 250.6056 | 219.7873 | 187.1967
BLD5PRE |  |  | Oct | 291.2703 | 278.6153 | 308.5158 | 272.5481 | 262.0056 | 305.4373 | 228.8229 | 249.5662 | 271.5029 | 205.0895 | 219.4575 | 257.8581 | 206.2755 | 223.9118 | 182.1771 | 199.064
BLD5PRE |  |  | Nov | 271.7211 | 256.4683 | 285.9692 | 229.51 | 245.8467 | 232.1385 | 187.0042 | 230.6895 | 202.9621 | 190.7334 | 215.6158 | 205.6528 | 188.5031 | 202.8059 | 185.4123 | 199.064
BLD5PRE |  |  | Dec | 258.2562 | 242.6673 | 243.0691 | 221.0198 | 251.6679 | 222.4383 | 186.0522 | 198.4383 | 200.2399 | 190.7334 | 190.6005 | 196.1426 | 188.464 | 202.8059 | 185.4123 | 199.064
BLD5PRE |  |  | Time of Peak Electrical Demand
BLD5PRE |  |  | Jan | 23-JAN-16:10 | 03-JAN-13:00 | 26-JAN-15:39 | 23-JAN-16:10 | 26-JAN-13:09 | 02-JAN-16:40 | 02-JAN-16:00 | 05-JAN-16:00 | 02-JAN-08:09 | 02-JAN-16:30 | 02-JAN-16:30 | 12-JAN-16:00 | 02-JAN-16:40 | 10-JAN-08:09 | 02-JAN-16:30 | 02-JAN-08:09
BLD5PRE |  |  | Feb | 22-FEB-13:00 | 23-FEB-13:00 | 28-FEB-16:10 | 27-FEB-16:30 | 13-FEB-11:00 | 08-FEB-13:00 | 15-FEB-16:10 | 15-FEB-16:10 | 14-FEB-16:10 | 22-FEB-08:39 | 01-FEB-16:00 | 23-FEB-08:00 | 16-FEB-08:00 | 02-FEB-08:50 | 28-FEB-08:00 | 01-FEB-08:09
BLD5PRE |  |  | Mar | 13-MAR-15:30 | 27-MAR-15:30 | 17-MAR-15:20 | 22-MAR-15:00 | 30-MAR-12:30 | 31-MAR-15:09 | 10-MAR-08:00 | 09-MAR-16:10 | 02-MAR-14:00 | 29-MAR-15:30 | 31-MAR-15:09 | 30-MAR-15:00 | 23-MAR-15:30 | 30-MAR-15:00 | 22-MAR-07:49 | 01-MAR-08:09
BLD5PRE |  |  | Apr | 03-APR-15:09 | 17-APR-15:39 | 26-APR-15:39 | 14-APR-15:00 | 11-APR-15:00 | 21-APR-15:09 | 13-APR-15:09 | 05-APR-15:50 | 21-APR-15:39 | 26-APR-07:00 | 28-APR-15:00 | 26-APR-15:00 | 14-APR-15:00 | 06-APR-15:00 | 04-APR-15:09 | 25-APR-15:00
BLD5PRE |  |  | May | 24-MAY-14:50 | 26-MAY-15:09 | 30-MAY-15:00 | 15-MAY-15:09 | 30-MAY-10:20 | 31-MAY-15:00 | 17-MAY-13:00 | 31-MAY-15:50 | 31-MAY-15:00 | 04-MAY-15:09 | 04-MAY-15:00 | 23-MAY-15:00 | 31-MAY-12:09 | 16-MAY-15:00 | 31-MAY-15:00 | 24-MAY-15:09
BLD5PRE |  |  | Jun | 27-JUN-15:09 | 13-JUN-15:20 | 08-JUN-15:00 | 19-JUN-15:09 | 28-JUN-12:00 | 27-JUN-15:00 | 16-JUN-15:09 | 30-JUN-15:00 | 20-JUN-15:39 | 28-JUN-15:09 | 08-JUN-12:00 | 28-JUN-12:30 | 29-JUN-15:00 | 26-JUN-15:09 | 14-JUN-15:00 | 20-JUN-15:00
BLD5PRE |  |  | Jul | 03-JUL-15:09 | 31-JUL-14:30 | 11-JUL-15:00 | 03-JUL-15:30 | 10-JUL-15:30 | 24-JUL-15:00 | 03-JUL-12:00 | 25-JUL-12:00 | 31-JUL-15:39 | 24-JUL-15:09 | 03-JUL-15:09 | 17-JUL-15:30 | 13-JUL-15:00 | 21-JUL-15:00 | 06-JUL-15:00 | 21-JUL-15:00
BLD5PRE |  |  | Aug | 21-AUG-15:09 | 28-AUG-15:30 | 01-AUG-15:00 | 14-AUG-15:30 | 09-AUG-14:09 | 18-AUG-15:09 | 15-AUG-12:09 | 17-AUG-15:09 | 01-AUG-15:09 | 07-AUG-15:09 | 04-AUG-15:30 | 29-AUG-15:00 | 25-AUG-15:00 | 09-AUG-15:00 | 11-AUG-15:30 | 15-AUG-15:00
BLD5PRE |  |  | Sep | 11-SEP-15:09 | 15-SEP-15:09 | 11-SEP-15:00 | 11-SEP-12:00 | 25-SEP-12:00 | 01-SEP-15:09 | 28-SEP-15:09 | 08-SEP-15:09 | 20-SEP-15:30 | 01-SEP-15:30 | 27-SEP-15:00 | 06-SEP-15:09 | 14-SEP-15:09 | 01-SEP-15:00 | 07-SEP-15:09 | 07-SEP-15:00
BLD5PRE |  |  | Oct | 06-OCT-15:30 | 06-OCT-15:00 | 24-OCT-15:39 | 12-OCT-15:00 | 19-OCT-10:00 | 03-OCT-15:09 | 30-OCT-12:00 | 12-OCT-15:09 | 13-OCT-15:09 | 17-OCT-12:00 | 31-OCT-12:00 | 05-OCT-15:09 | 06-OCT-15:09 | 06-OCT-15:00 | 06-OCT-15:09 | 03-OCT-07:10
BLD5PRE |  |  | Nov | 07-NOV-13:00 | 01-NOV-15:09 | 13-NOV-13:00 | 22-NOV-13:50 | 08-NOV-13:09 | 10-NOV-13:00 | 13-NOV-16:00 | 03-NOV-13:00 | 08-NOV-14:00 | 06-NOV-16:49 | 02-NOV-15:09 | 10-NOV-13:00 | 06-NOV-16:00 | 02-NOV-07:10 | 06-NOV-16:49 | 01-NOV-07:10
BLD5PRE |  |  | Dec | 19-DEC-13:00 | 19-DEC-15:20 | 11-DEC-16:10 | 01-DEC-13:00 | 19-DEC-13:09 | 05-DEC-13:00 | 01-DEC-16:49 | 06-DEC-16:40 | 01-DEC-16:00 | 01-DEC-16:19 | 12-DEC-16:19 | 21-DEC-16:40 | 01-DEC-16:30 | 20-DEC-08:09 | 01-DEC-16:19 | 01-DEC-08:09
BLD5PRE |  | Source Energy
BLD5PRE |  |  | Total Source Energy (GJ) | 13692.38 | 14131.7 | 13495.48 | 12660.28 | 9681.53 | 14230.04 | 9018.84 | 13012.86 | 11941.32 | 5713.46 | 12242.27 | 11277.16 | 12197.13 | 11945.81 | 12083.93 | 14646.33
BLD5PRE |  |  | Total Source Energy (MJ/m2) | 2748.27 | 2836.45 | 2708.75 | 2541.11 | 1943.23 | 2856.18 | 1810.22 | 2611.88 | 2396.8 | 1146.78 | 2457.21 | 2263.5 | 2448.15 | 2397.7 | 2425.43 | 2939.74
BLD5PRE |  | Water Consumption (m3)
BLD5PRE |  |  | Cooling | 0 | 0 | 0 | 0 | 0 | 0 | 0 | 0 | 0 | 0 | 0 | 0 | 0 | 0 | 0 | 0
BLD5PRE |  |  | Heat Rejection | 0 | 0 | 0 | 0 | 0 | 0 | 0 | 0 | 0 | 0 | 0 | 0 | 0 | 0 | 0 | 0
BLD5PRE |  |  | Water Systems | 174.59 | 174.59 | 174.59 | 174.59 | 174.59 | 174.59 | 174.59 | 174.59 | 174.59 | 174.59 | 174.59 | 174.59 | 174.59 | 174.59 | 174.59 | 174.59
BLD5PRE |  |  | Total Building | 174.59 | 174.59 | 174.59 | 174.59 | 174.59 | 174.59 | 174.59 | 174.59 | 174.59 | 174.59 | 174.59 | 174.59 | 174.59 | 174.59 | 174.59 | 174.59
BLD5PRE |  | Emissions
BLD5PRE |  |  | Carbon Equivalent (kg) | 314294.1975 | 359272.2574 | 357085.6678 | 319332.1515 | 101853.6386 | 371567.5105 | 95451.3709 | 269971.5228 | 402677.2708 | 68749.144 | 488200.0893 | 375920.6294 | 321542.6686 | 336532.9154 | 313536.8721 | 301513.7129
BLD5PRE |  |  | CO2 (kg) | 728021.0112 | 902382.4585 | 840373.0142 | 727842.1965 | 272116.27 | 881075.4626 | 255353.0563 | 612149.1533 | 941253.8051 | 167455.0517 | 1135200 | 881018.8695 | 755011.3863 | 791765.5672 | 740769.0126 | 777725.0622
BLD5PRE |  |  | NOX (kg) | 1282.8389 | 1183.4237 | 1417.7796 | 1390.7398 | 232.9966 | 1440.7842 | 218.8774 | 1191.1186 | 1638.4425 | 252.7735 | 2027.24 | 1523.5233 | 1315.4569 | 1365.2783 | 1270.3437 | 916.16
BLD5PRE |  |  | SO2 (kg) | 4898.4451 | 5105.1369 | 4741.4094 | 3582.0305 | 2515.1884 | 6028.3843 | 2318.368 | 3511.3664 | 4247.7426 | 644.1101 | 5980.3579 | 3921.4178 | 2055.2827 | 2341.9895 | 1950.4165 | 4399.2532
BLD5PRE |  |  | PM (kg) | 0 | 0 | 0 | 0 | 0 | 0 | 0 | 0 | 0 | 0 | 0 | 0 | 0 | 0 | 0 | 0
BLD5PRE |  |  | Hg (kg) | 0.0223 | 0.0144 | 0.0129 | 0.0131 | 0.0011 | 0.0113 | 0.0011 | 0.0142 | 0.0166 | 0.0025 | 0.0181 | 0.0153 | 0.0151 | 0.0163 | 0.0144 | 0.0152
BLD5PRE |  |  | Water for Electricity (m3) | 606.2487 | 1741.43 | 35024.4 | 6371.6 | 15176.2 | 30065.1 | 13988.5 | 218.3808 | 4416.92 | 8512.55 | 1376.69 | 4077.53 | 1350.8 | 55554.2 | 1281.8 | 882.7877
BLD5PST |  | Location Summary
BLD5PST |  |  |  | Miami | Houston | Phoenix | Atlanta | Los Angeles | Las Vegas | San Francisco | Baltimore | Albuquerque | Seattle | Chicago | Boulder | Minneapolis | Helena | Duluth | Fairbanks
BLD5PST |  | Program
BLD5PST |  |  | ASHRAE 90.1-2004 Climate Zone | 1A | 2A | 2B | 3A | 3B-CA | 3B | 3C | 4A | 4B | 4C | 5A | 5B | 6A | 6B | 7 | 8
BLD5PST |  |  | Available Fuel Types | gas, electricity | gas, electricity | gas, electricity | gas, electricity | gas, electricity | gas, electricity | gas, electricity | gas, electricity | gas, electricity | gas, electricity | gas, electricity | gas, electricity | gas, electricity | gas, electricity | gas, electricity | gas, electricity
BLD5PST
BLD5PST |  | Fabric | [6 empty] | weighting factor is for all of 3B
BLD5PST |  |  | Exterior walls
BLD5PST | TypeWall |  | Construction Type | SteelFrame | SteelFrame | SteelFrame | SteelFrame | SteelFrame | SteelFrame | SteelFrame | SteelFrame | SteelFrame | SteelFrame | SteelFrame | SteelFrame | SteelFrame | SteelFrame | SteelFrame | SteelFrame
BLD5PST | RvalWall |  | R-value (m2·K / W) | 0.32 | 1.1737 | 0.73368 | 1.355 | 0.80064 | 1.1013 | 1.355 | 1.9802 | 1.7606 | 1.9157 | 2.1459 | 2.1459 | 2.71 | 2.445 | 3.0395 | 3.9062
BLD5PST |  |  | Roof
BLD5PST | TypeRoof |  | Construction Type | IEAD | IEAD | IEAD | IEAD | IEAD | IEAD | IEAD | IEAD | IEAD | IEAD | IEAD | IEAD | IEAD | IEAD | IEAD | IEAD
BLD5PST | RvalRoof |  | R-value (m2·K / W) | 2.3753 | 2.6667 | 3.8314 | 2.445 | 1.7575 | 3.663 | 1.996 | 3.0303 | 2.9851 | 2.7473 | 3.3784 | 3.5088 | 3.9683 | 3.6496 | 4.4053 | 5.7471
BLD5PST |  |  | Window
BLD5PST | Uwindow |  | U-Factor (W / m2·K) | 5.835 | 5.835 | 5.835 | 4.092 | 5.835 | 5.835 | 4.092 | 3.354 | 4.092 | 4.092 | 3.354 | 3.354 | 2.956 | 2.956 | 2.956 | 2.956
BLD5PST | SHGC |  | SHGC | 0.251 | 0.251 | 0.251 | 0.255 | 0.44 | 0.251 | 0.392 | 0.355 | 0.362 | 0.392 | 0.385 | 0.385 | 0.385 | 0.385 | 0.487 | 0.616
BLD5PST |  |  | Visible transmittance | 0.11 | 0.11 | 0.11 | 0.129 | 0.272 | 0.11 | 0.253 | 0.274 | 0.225 | 0.253 | 0.305 | 0.305 | 0.305 | 0.305 | 0.409 | 0.541
BLD5PST |  |  | Skylights/TDD
BLD5PST |  |  | U-Factor (W / m2·K) | n/a | n/a | n/a | n/a | n/a | n/a | n/a | n/a | n/a | n/a | n/a | n/a | n/a | n/a | n/a | n/a
BLD5PST |  |  | SHGC | n/a | n/a | n/a | n/a | n/a | n/a | n/a | n/a | n/a | n/a | n/a | n/a | n/a | n/a | n/a | n/a
BLD5PST |  |  | Visible transmittance | n/a | n/a | n/a | n/a | n/a | n/a | n/a | n/a | n/a | n/a | n/a | n/a | n/a | n/a | n/a | n/a
BLD5PST |  |  | Foundation
BLD5PST |  |  | Foundation Type | Mass Floor | Mass Floor | Mass Floor | Mass Floor | Mass Floor | Mass Floor | Mass Floor | Mass Floor | Mass Floor | Mass Floor | Mass Floor | Mass Floor | Mass Floor | Mass Floor | Mass Floor | Mass Floor
BLD5PST |  |  | Construction | 4 in slab w/carpet | 4 in slab w/carpet | 4 in slab w/carpet | 4 in slab w/carpet | 4 in slab w/carpet | 4 in slab w/carpet | 4 in slab w/carpet | 4 in slab w/carpet | 4 in slab w/carpet | 4 in slab w/carpet | 4 in slab w/carpet | 4 in slab w/carpet | 4 in slab w/carpet | 4 in slab w/carpet | 4 in slab w/carpet | 4 in slab w/carpet
BLD5PST |  |  | R-value (m2·K / W) | 0.53706 | 0.53706 | 0.53706 | 0.53706 | 0.53706 | 0.53706 | 0.53706 | 0.53706 | 0.53706 | 0.53706 | 0.53706 | 0.53706 | 0.53706 | 0.53706 | 0.53706 | 0.53706
BLD5PST |  | HVAC
BLD5PST |  |  | HVAC Sizing
BLD5PST | HVAC |  | Air Conditioning (kW) | 532.7613 | 476.2212 | 485.259 | 449.1615 | 438.299 | 421.1746 | 361.1891 | 437.7567 | 399.1537 | 377.7576 | 433.7843 | 376.8676 | 425.1013 | 368.5205 | 389.5256 | 424.7676
BLD5PST |  |  | VAV_1_COOLC DXCOIL | 171.9399 | 154.7795 | 152.4872 | 143.632 | 140.4 | 132.4676 | 109.1508 | 141.145 | 125.1774 | 116.4154 | 142.4152 | 119.5848 | 138.6839 | 115.9516 | 126.1089 | 126.6364
BLD5PST |  |  | VAV_2_COOLC DXCOIL | 172.1953 | 152.7247 | 163.8381 | 146.4557 | 142.5388 | 143.4752 | 124.8882 | 143.8637 | 136.99 | 131.2215 | 146.1537 | 131.8772 | 143.8392 | 130.2098 | 134.9113 | 153.7953
BLD5PST |  |  | VAV_3_COOLC DXCOIL | 188.6261 | 168.717 | 168.9337 | 159.0738 | 155.3602 | 145.2318 | 127.1501 | 152.7481 | 136.9864 | 130.1207 | 145.2154 | 125.4055 | 142.5781 | 122.3591 | 128.5054 | 144.336
BLD5PST | HEAT |  | Heating (kW) | 12.0662 | 59.0116 | 32.3771 | 76.9033 | 18.5901 | 50.1164 | 38.1368 | 95.8858 | 69.162 | 66.8785 | 131.5977 | 102.7332 | 151.8595 | 139.7844 | 159.1459 | 214.0949
BLD5PST |  |  | VAV_1_HEATC | 4.6586 | 20.2279 | 11.9985 | 26.3316 | 6.784 | 17.7838 | 13.7705 | 32.585 | 23.6636 | 23.174 | 44.4857 | 34.7112 | 51.2548 | 47.1572 | 53.8754 | 72.7482
BLD5PST |  |  | VAV_2_HEATC | 4.2973 | 19.7654 | 10.4463 | 25.693 | 6.3988 | 16.2394 | 12.2892 | 31.7506 | 22.7501 | 21.8014 | 43.5081 | 33.7632 | 50.23 | 45.9967 | 52.3105 | 70.2427
BLD5PST |  |  | VAV_3_HEATC | 3.1103 | 19.0183 | 9.9324 | 24.8787 | 5.4074 | 16.0932 | 12.0771 | 31.5503 | 22.7484 | 21.9031 | 43.6039 | 34.2588 | 50.3748 | 46.6305 | 52.96 | 71.104
BLD5PST |  |  | HVAC Efficiency
BLD5PST |  |  | Air Conditioning (COP)
BLD5PST | COP |  | VAV_1_COOLC DXCOIL | 2.8 | 2.8 | 2.8 | 2.8 | 2.8 | 2.8 | 2.8 | 2.8 | 2.8 | 2.8 | 2.8 | 2.8 | 2.8 | 2.8 | 2.8 | 2.8
BLD5PST |  |  | VAV_2_COOLC DXCOIL | 2.8 | 2.8 | 2.8 | 2.8 | 2.8 | 2.8 | 2.8 | 2.8 | 2.8 | 2.8 | 2.8 | 2.8 | 2.8 | 2.8 | 2.8 | 2.8
BLD5PST |  |  | VAV_3_COOLC DXCOIL | 2.8 | 2.8 | 2.8 | 2.8 | 2.8 | 2.8 | 2.8 | 2.8 | 2.8 | 2.8 | 2.8 | 2.8 | 2.8 | 2.8 | 2.8 | 2.8
BLD5PST |  |  | Heating Efficiency (%)
BLD5PST | EffHeat |  | VAV_1_HEATC | 0.8 | 0.8 | 0.8 | 0.8 | 0.8 | 0.8 | 0.8 | 0.8 | 0.8 | 0.8 | 0.8 | 0.8 | 0.8 | 0.8 | 0.8 | 0.78
BLD5PST |  |  | VAV_2_HEATC | 0.8 | 0.8 | 0.8 | 0.8 | 0.8 | 0.8 | 0.8 | 0.8 | 0.8 | 0.8 | 0.8 | 0.8 | 0.8 | 0.8 | 0.8 | 0.78
BLD5PST |  |  | VAV_3_HEATC | 0.8 | 0.8 | 0.8 | 0.8 | 0.8 | 0.8 | 0.8 | 0.8 | 0.8 | 0.8 | 0.8 | 0.8 | 0.8 | 0.8 | 0.8 | 0.78
BLD5PST |  |  | HVAC Control - Economizer
BLD5PST |  |  | VAV_1_FAN | NoEconomizer | NoEconomizer | DifferentialDryBulb | NoEconomizer | DifferentialDryBulb | DifferentialDryBulb | DifferentialDryBulb | NoEconomizer | DifferentialDryBulb | DifferentialDryBulb | DifferentialDryBulb | DifferentialDryBulb | DifferentialDryBulb | DifferentialDryBulb | DifferentialDryBulb | DifferentialDryBulb
BLD5PST |  |  | VAV_2_FAN | NoEconomizer | NoEconomizer | DifferentialDryBulb | NoEconomizer | DifferentialDryBulb | DifferentialDryBulb | DifferentialDryBulb | NoEconomizer | DifferentialDryBulb | DifferentialDryBulb | DifferentialDryBulb | DifferentialDryBulb | DifferentialDryBulb | DifferentialDryBulb | DifferentialDryBulb | DifferentialDryBulb
BLD5PST |  |  | VAV_3_FAN | NoEconomizer | NoEconomizer | DifferentialDryBulb | NoEconomizer | DifferentialDryBulb | DifferentialDryBulb | DifferentialDryBulb | NoEconomizer | DifferentialDryBulb | DifferentialDryBulb | DifferentialDryBulb | DifferentialDryBulb | DifferentialDryBulb | DifferentialDryBulb | DifferentialDryBulb | DifferentialDryBulb
BLD5PST | Fan |  | Fan Max Flow Rate (m3/s ) | 26.06 | 22.88 | 25.46 | 22.42 | 25.47 | 24.26 | 21.81 | 21.42 | 24.12 | 22.82 | 21.91 | 22.77 | 21.9 | 22.26 | 22.64 | 25.66
BLD5PST |  |  | VAV_1_FAN | 8.28 | 7.27 | 7.68 | 7.01 | 8.11 | 7.34 | 6.59 | 6.74 | 7.56 | 7.03 | 6.9 | 7.22 | 6.88 | 7 | 6.99 | 7.65
BLD5PST |  |  | VAV_2_FAN | 8.51 | 7.56 | 8.72 | 7.43 | 8.36 | 8.41 | 7.54 | 7.28 | 8.28 | 7.93 | 7.54 | 7.97 | 7.56 | 7.87 | 8.05 | 9.29
BLD5PST |  |  | VAV_3_FAN | 9.27 | 8.05 | 9.06 | 7.98 | 9 | 8.51 | 7.68 | 7.4 | 8.28 | 7.86 | 7.47 | 7.58 | 7.46 | 7.39 | 7.6 | 8.72
BLD5PST |  | Utility Costs
BLD5PST |  |  | Electric Utility Rates
BLD5PST |  |  | Average Annual Rate ($/kWh) | 0.086781 | 0.11552 | 0.094813 | 0.09785 | 0.12904 | 0.10159 | 0.14681 | 0.078593 | 0.037146 | 0.078836 | 0.088041 | 0.037147 | 0.061716 | 0.0798 | 0.061359 | 0.10086
BLD5PST |  |  | Total Cost ($/m2) | 17.93 | 22.59 | 19.16 | 18.21 | 22.02 | 19.59 | 23.31 | 14.85 | 6.57 | 13.85 | 17.01 | 6.54 | 12.28 | 14.72 | 12.5 | 25.08
BLD5PST |  |  | Gas Utility Rates
BLD5PST |  |  | Average Annual Rate ($/MJ) | 0.011454 | 0.0081465 | 0.0085512 | 0.0099677 | 0.0083942 | 0.0080263 | 0.0084611 | 0.0097494 | 0.0069708 | 0.0083698 | 0.0083025 | 0.0069016 | 0.0079565 | 0.007995 | 0.0079132 | 0.004095
BLD5PST |  |  | Total Cost ($/m2) | 0.05 | 0.07 | 0.05 | 0.16 | 0.05 | 0.06 | 0.06 | 0.31 | 0.12 | 0.11 | 0.44 | 0.23 | 0.73 | 0.47 | 0.86 | 0.87
BLD5PST |  |  | Total Utility Costs
BLD5PST |  |  | Cost Intensity ($/m2) | 17.98 | 22.66 | 19.2 | 18.37 | 22.07 | 19.65 | 23.38 | 15.15 | 6.69 | 13.96 | 17.45 | 6.77 | 13.01 | 15.19 | 13.36 | 25.95
BLD5PST |  | Energy - End Uses
BLD5PST |  |  | Electricity (kWh)
BLD5PST |  |  | Heating | 15858.3333 | 68258.3333 | 62336.1111 | 108008.3333 | 64258.3333 | 85680.5556 | 89841.6667 | 156075 | 112050 | 177663.8889 | 215697.2222 | 146411.1111 | 255519.4444 | 213811.1111 | 316416.6667 | 549708.3333
BLD5PST |  |  | Cooling | 345730.5556 | 244022.2222 | 275666.6667 | 158980.5556 | 125150 | 207800 | 45094.4444 | 126166.6667 | 105050 | 39541.6667 | 86750 | 69297.2222 | 75663.8889 | 45050 | 37911.1111 | 24447.2222
BLD5PST |  |  | Interior Lighting | 264338.8889 | 264338.8889 | 264338.8889 | 264338.8889 | 264338.8889 | 264338.8889 | 264338.8889 | 264338.8889 | 264338.8889 | 264338.8889 | 264338.8889 | 264338.8889 | 264338.8889 | 264338.8889 | 264338.8889 | 264338.8889
BLD5PST |  |  | Exterior Lighting | 77844.4444 | 77813.8889 | 77800 | 77786.1111 | 77727.7778 | 77708.3333 | 77750 | 77702.7778 | 77733.3333 | 77577.7778 | 77716.6667 | 77672.2222 | 77663.8889 | 77647.2222 | 77602.7778 | 77127.7778
BLD5PST |  |  | Interior Equipment | 296255.5556 | 296255.5556 | 296255.5556 | 296255.5556 | 296255.5556 | 296255.5556 | 296255.5556 | 296255.5556 | 296255.5556 | 296255.5556 | 296255.5556 | 296255.5556 | 296255.5556 | 296255.5556 | 296255.5556 | 296255.5556
BLD5PST |  |  | Exterior Equipment | 0 | 0 | 0 | 0 | 0 | 0 | 0 | 0 | 0 | 0 | 0 | 0 | 0 | 0 | 0 | 0
BLD5PST |  |  | Fans | 29280.5556 | 23561.1111 | 30277.7778 | 21702.7778 | 22305.5556 | 28933.3333 | 17780.5556 | 20722.2222 | 25661.1111 | 19622.2222 | 21491.6667 | 22869.4444 | 22041.6667 | 21927.7778 | 22716.6667 | 27138.8889
BLD5PST |  |  | Pumps | 75 | 75 | 75 | 75 | 75 | 75 | 75 | 75 | 75 | 75 | 75 | 75 | 75 | 75 | 75 | 75
BLD5PST |  |  | Heat Rejection | 0 | 0 | 0 | 0 | 0 | 0 | 0 | 0 | 0 | 0 | 0 | 0 | 0 | 0 | 0 | 0
BLD5PST |  |  | Humidification | 0 | 0 | 0 | 0 | 0 | 0 | 0 | 0 | 0 | 0 | 0 | 0 | 0 | 0 | 0 | 0
BLD5PST |  |  | Heat Recovery | 0 | 0 | 0 | 0 | 0 | 0 | 0 | 0 | 0 | 0 | 0 | 0 | 0 | 0 | 0 | 0
BLD5PST |  |  | Water Systems | 0 | 0 | 0 | 0 | 0 | 0 | 0 | 0 | 0 | 0 | 0 | 0 | 0 | 0 | 0 | 0
BLD5PST |  |  | Refrigeration | 0 | 0 | 0 | 0 | 0 | 0 | 0 | 0 | 0 | 0 | 0 | 0 | 0 | 0 | 0 | 0
BLD5PST |  |  | Generators | 0 | 0 | 0 | 0 | 0 | 0 | 0 | 0 | 0 | 0 | 0 | 0 | 0 | 0 | 0 | 0
BLD5PST |  |  | Total End Uses | 1029380.5556 | 974325 | 1006747.2222 | 927147.2222 | 850108.3333 | 960791.6667 | 791136.1111 | 941336.1111 | 881163.8889 | 875075 | 962325 | 876916.6667 | 991555.5556 | 919102.7778 | 1015316.6667 | 1239091.6667
BLD5PST |  |  | Gas (MJ)
BLD5PST |  |  | Heating | 30 | 16090 | 1880 | 49880 | 100 | 6430 | 3390 | 121630 | 48700 | 28740 | 227890 | 129820 | 416260 | 253610 | 498180 | 1007350
BLD5PST |  |  | Cooling | 0 | 0 | 0 | 0 | 0 | 0 | 0 | 0 | 0 | 0 | 0 | 0 | 0 | 0 | 0 | 0
BLD5PST |  |  | Interior Lighting | 0 | 0 | 0 | 0 | 0 | 0 | 0 | 0 | 0 | 0 | 0 | 0 | 0 | 0 | 0 | 0
BLD5PST |  |  | Exterior Lighting | 0 | 0 | 0 | 0 | 0 | 0 | 0 | 0 | 0 | 0 | 0 | 0 | 0 | 0 | 0 | 0
BLD5PST |  |  | Interior Equipment | 0 | 0 | 0 | 0 | 0 | 0 | 0 | 0 | 0 | 0 | 0 | 0 | 0 | 0 | 0 | 0
BLD5PST |  |  | Exterior Equipment | 0 | 0 | 0 | 0 | 0 | 0 | 0 | 0 | 0 | 0 | 0 | 0 | 0 | 0 | 0 | 0
BLD5PST |  |  | Fans | 0 | 0 | 0 | 0 | 0 | 0 | 0 | 0 | 0 | 0 | 0 | 0 | 0 | 0 | 0 | 0
BLD5PST |  |  | Pumps | 0 | 0 | 0 | 0 | 0 | 0 | 0 | 0 | 0 | 0 | 0 | 0 | 0 | 0 | 0 | 0
BLD5PST |  |  | Heat Rejection | 0 | 0 | 0 | 0 | 0 | 0 | 0 | 0 | 0 | 0 | 0 | 0 | 0 | 0 | 0 | 0
BLD5PST |  |  | Humidification | 0 | 0 | 0 | 0 | 0 | 0 | 0 | 0 | 0 | 0 | 0 | 0 | 0 | 0 | 0 | 0
BLD5PST |  |  | Heat Recovery | 0 | 0 | 0 | 0 | 0 | 0 | 0 | 0 | 0 | 0 | 0 | 0 | 0 | 0 | 0 | 0
BLD5PST |  |  | Water Systems | 23290 | 27320 | 24990 | 31210 | 30470 | 27790 | 33800 | 34280 | 33700 | 35880 | 36970 | 36830 | 39290 | 39710 | 43120 | 47760
BLD5PST |  |  | Refrigeration | 0 | 0 | 0 | 0 | 0 | 0 | 0 | 0 | 0 | 0 | 0 | 0 | 0 | 0 | 0 | 0
BLD5PST |  |  | Generators | 0 | 0 | 0 | 0 | 0 | 0 | 0 | 0 | 0 | 0 | 0 | 0 | 0 | 0 | 0 | 0
BLD5PST |  |  | Total End Uses | 23320 | 43410 | 26870 | 81090 | 30570 | 34220 | 37190 | 155910 | 82400 | 64610 | 264860 | 166650 | 455550 | 293320 | 541300 | 1055110
BLD5PST |  |  | Purchased Cooling (MJ)
BLD5PST |  |  | Heating | 0 | 0 | 0 | 0 | 0 | 0 | 0 | 0 | 0 | 0 | 0 | 0 | 0 | 0 | 0 | 0
BLD5PST |  |  | Cooling | 0 | 0 | 0 | 0 | 0 | 0 | 0 | 0 | 0 | 0 | 0 | 0 | 0 | 0 | 0 | 0
BLD5PST |  |  | Interior Lighting | 0 | 0 | 0 | 0 | 0 | 0 | 0 | 0 | 0 | 0 | 0 | 0 | 0 | 0 | 0 | 0
BLD5PST |  |  | Exterior Lighting | 0 | 0 | 0 | 0 | 0 | 0 | 0 | 0 | 0 | 0 | 0 | 0 | 0 | 0 | 0 | 0
BLD5PST |  |  | Interior Equipment | 0 | 0 | 0 | 0 | 0 | 0 | 0 | 0 | 0 | 0 | 0 | 0 | 0 | 0 | 0 | 0
BLD5PST |  |  | Exterior Equipment | 0 | 0 | 0 | 0 | 0 | 0 | 0 | 0 | 0 | 0 | 0 | 0 | 0 | 0 | 0 | 0
BLD5PST |  |  | Fans | 0 | 0 | 0 | 0 | 0 | 0 | 0 | 0 | 0 | 0 | 0 | 0 | 0 | 0 | 0 | 0
BLD5PST |  |  | Pumps | 0 | 0 | 0 | 0 | 0 | 0 | 0 | 0 | 0 | 0 | 0 | 0 | 0 | 0 | 0 | 0
BLD5PST |  |  | Heat Rejection | 0 | 0 | 0 | 0 | 0 | 0 | 0 | 0 | 0 | 0 | 0 | 0 | 0 | 0 | 0 | 0
BLD5PST |  |  | Humidification | 0 | 0 | 0 | 0 | 0 | 0 | 0 | 0 | 0 | 0 | 0 | 0 | 0 | 0 | 0 | 0
BLD5PST |  |  | Heat Recovery | 0 | 0 | 0 | 0 | 0 | 0 | 0 | 0 | 0 | 0 | 0 | 0 | 0 | 0 | 0 | 0
BLD5PST |  |  | Water Systems | 0 | 0 | 0 | 0 | 0 | 0 | 0 | 0 | 0 | 0 | 0 | 0 | 0 | 0 | 0 | 0
BLD5PST |  |  | Refrigeration | 0 | 0 | 0 | 0 | 0 | 0 | 0 | 0 | 0 | 0 | 0 | 0 | 0 | 0 | 0 | 0
BLD5PST |  |  | Generators | 0 | 0 | 0 | 0 | 0 | 0 | 0 | 0 | 0 | 0 | 0 | 0 | 0 | 0 | 0 | 0
BLD5PST |  |  | Total End Uses | 0 | 0 | 0 | 0 | 0 | 0 | 0 | 0 | 0 | 0 | 0 | 0 | 0 | 0 | 0 | 0
BLD5PST |  |  | Purchased Heating (MJ)
BLD5PST |  |  | Heating | 0 | 0 | 0 | 0 | 0 | 0 | 0 | 0 | 0 | 0 | 0 | 0 | 0 | 0 | 0 | 0
BLD5PST |  |  | Cooling | 0 | 0 | 0 | 0 | 0 | 0 | 0 | 0 | 0 | 0 | 0 | 0 | 0 | 0 | 0 | 0
BLD5PST |  |  | Interior Lighting | 0 | 0 | 0 | 0 | 0 | 0 | 0 | 0 | 0 | 0 | 0 | 0 | 0 | 0 | 0 | 0
BLD5PST |  |  | Exterior Lighting | 0 | 0 | 0 | 0 | 0 | 0 | 0 | 0 | 0 | 0 | 0 | 0 | 0 | 0 | 0 | 0
BLD5PST |  |  | Interior Equipment | 0 | 0 | 0 | 0 | 0 | 0 | 0 | 0 | 0 | 0 | 0 | 0 | 0 | 0 | 0 | 0
BLD5PST |  |  | Exterior Equipment | 0 | 0 | 0 | 0 | 0 | 0 | 0 | 0 | 0 | 0 | 0 | 0 | 0 | 0 | 0 | 0
BLD5PST |  |  | Fans | 0 | 0 | 0 | 0 | 0 | 0 | 0 | 0 | 0 | 0 | 0 | 0 | 0 | 0 | 0 | 0
BLD5PST |  |  | Pumps | 0 | 0 | 0 | 0 | 0 | 0 | 0 | 0 | 0 | 0 | 0 | 0 | 0 | 0 | 0 | 0
BLD5PST |  |  | Heat Rejection | 0 | 0 | 0 | 0 | 0 | 0 | 0 | 0 | 0 | 0 | 0 | 0 | 0 | 0 | 0 | 0
BLD5PST |  |  | Humidification | 0 | 0 | 0 | 0 | 0 | 0 | 0 | 0 | 0 | 0 | 0 | 0 | 0 | 0 | 0 | 0
BLD5PST |  |  | Heat Recovery | 0 | 0 | 0 | 0 | 0 | 0 | 0 | 0 | 0 | 0 | 0 | 0 | 0 | 0 | 0 | 0
BLD5PST |  |  | Water Systems | 0 | 0 | 0 | 0 | 0 | 0 | 0 | 0 | 0 | 0 | 0 | 0 | 0 | 0 | 0 | 0
BLD5PST |  |  | Refrigeration | 0 | 0 | 0 | 0 | 0 | 0 | 0 | 0 | 0 | 0 | 0 | 0 | 0 | 0 | 0 | 0
BLD5PST |  |  | Generators | 0 | 0 | 0 | 0 | 0 | 0 | 0 | 0 | 0 | 0 | 0 | 0 | 0 | 0 | 0 | 0
BLD5PST |  |  | Total End Uses | 0 | 0 | 0 | 0 | 0 | 0 | 0 | 0 | 0 | 0 | 0 | 0 | 0 | 0 | 0 | 0
BLD5PST |  |  | Total Building (MJ) | 3729090 | 3550980 | 3651160 | 3418820 | 3090960 | 3493070 | 2885290 | 3544710 | 3254580 | 3214890 | 3729220 | 3323550 | 4025150 | 3602090 | 4196440 | 5515840
BLD5PST |  | Energy - End Use Intensities
BLD5PST |  |  | Electricity (MJ/m2)
BLD5PST |  |  | Heating (elec) | 11.4588 | 49.3217 | 45.0424 | 78.044 | 46.4314 | 61.9105 | 64.9172 | 112.7757 | 80.9644 | 128.3753 | 155.8572 | 105.7928 | 184.6317 | 154.4943 | 228.6344 | 397.2048
BLD5PST |  |  | Cooling (elec) | 249.8158 | 176.3241 | 199.1895 | 114.8752 | 90.4301 | 150.1508 | 32.5841 | 91.1647 | 75.9064 | 28.5718 | 62.6833 | 50.0724 | 54.6727 | 32.552 | 27.3936 | 17.6649
BLD5PST |  |  | Interior Lighting (elec) | 191.0044 | 191.0044 | 191.0044 | 191.0044 | 191.0044 | 191.0044 | 191.0044 | 191.0044 | 191.0044 | 191.0044 | 191.0044 | 191.0044 | 191.0044 | 191.0044 | 191.0044 | 191.0044
BLD5PST |  |  | Exterior Lighting (elec) | 56.2484 | 56.2263 | 56.2162 | 56.2062 | 56.1641 | 56.15 | 56.1801 | 56.146 | 56.1681 | 56.0557 | 56.156 | 56.1239 | 56.1179 | 56.1058 | 56.0737 | 55.7305
BLD5PST |  |  | Interior Equipment (elec) | 214.0665 | 214.0665 | 214.0665 | 214.0665 | 214.0665 | 214.0665 | 214.0665 | 214.0665 | 214.0665 | 214.0665 | 214.0665 | 214.0665 | 214.0665 | 214.0665 | 214.0665 | 214.0665
BLD5PST |  |  | Exterior Equipment (elec) | 0 | 0 | 0 | 0 | 0 | 0 | 0 | 0 | 0 | 0 | 0 | 0 | 0 | 0 | 0 | 0
BLD5PST |  |  | Fans (elec) | 21.1574 | 17.0246 | 21.8779 | 15.6819 | 16.1174 | 20.9065 | 12.8478 | 14.9733 | 18.542 | 14.1785 | 15.5293 | 16.5249 | 15.9267 | 15.8444 | 16.4145 | 19.6099
BLD5PST |  |  | Pumps (elec) | 0.054193 | 0.054193 | 0.054193 | 0.054193 | 0.054193 | 0.054193 | 0.054193 | 0.054193 | 0.054193 | 0.054193 | 0.054193 | 0.054193 | 0.054193 | 0.054193 | 0.054193 | 0.054193
BLD5PST |  |  | Heat Rejection (elec) | 0 | 0 | 0 | 0 | 0 | 0 | 0 | 0 | 0 | 0 | 0 | 0 | 0 | 0 | 0 | 0
BLD5PST |  |  | Humidification (elec) | 0 | 0 | 0 | 0 | 0 | 0 | 0 | 0 | 0 | 0 | 0 | 0 | 0 | 0 | 0 | 0
BLD5PST |  |  | Heat Recovery (elec) | 0 | 0 | 0 | 0 | 0 | 0 | 0 | 0 | 0 | 0 | 0 | 0 | 0 | 0 | 0 | 0
BLD5PST |  |  | Water Systems (elec) | 0 | 0 | 0 | 0 | 0 | 0 | 0 | 0 | 0 | 0 | 0 | 0 | 0 | 0 | 0 | 0
BLD5PST |  |  | Refrigeration (elec) | 0 | 0 | 0 | 0 | 0 | 0 | 0 | 0 | 0 | 0 | 0 | 0 | 0 | 0 | 0 | 0
BLD5PST |  |  | Generators (elec) | 0 | 0 | 0 | 0 | 0 | 0 | 0 | 0 | 0 | 0 | 0 | 0 | 0 | 0 | 0 | 0
BLD5PST |  |  | Total End Uses | 743.8034 | 704.0217 | 727.4492 | 669.9323 | 614.266 | 694.2429 | 571.6542 | 680.1848 | 636.7059 | 632.3063 | 695.3508 | 633.637 | 716.4721 | 664.1196 | 733.6412 | 895.3352
BLD5PST |  |  | Gas (MJ/m2)
BLD5PST |  |  | Heating (gas) | 0.0060214 | 3.2295 | 0.37734 | 10.0117 | 0.020071 | 1.2906 | 0.68042 | 24.413 | 9.7748 | 5.7685 | 45.7409 | 26.0568 | 83.5496 | 50.9033 | 99.9922 | 202.1902
BLD5PST |  |  | Cooling (gas) | 0 | 0 | 0 | 0 | 0 | 0 | 0 | 0 | 0 | 0 | 0 | 0 | 0 | 0 | 0 | 0
BLD5PST |  |  | Interior Lighting (gas) | 0 | 0 | 0 | 0 | 0 | 0 | 0 | 0 | 0 | 0 | 0 | 0 | 0 | 0 | 0 | 0
BLD5PST |  |  | Exterior Lighting (gas) | 0 | 0 | 0 | 0 | 0 | 0 | 0 | 0 | 0 | 0 | 0 | 0 | 0 | 0 | 0 | 0
BLD5PST |  |  | Interior Equipment (gas) | 0 | 0 | 0 | 0 | 0 | 0 | 0 | 0 | 0 | 0 | 0 | 0 | 0 | 0 | 0 | 0
BLD5PST |  |  | Exterior Equipment (gas) | 0 | 0 | 0 | 0 | 0 | 0 | 0 | 0 | 0 | 0 | 0 | 0 | 0 | 0 | 0 | 0
BLD5PST |  |  | Fans (gas) | 0 | 0 | 0 | 0 | 0 | 0 | 0 | 0 | 0 | 0 | 0 | 0 | 0 | 0 | 0 | 0
BLD5PST |  |  | Pumps (gas) | 0 | 0 | 0 | 0 | 0 | 0 | 0 | 0 | 0 | 0 | 0 | 0 | 0 | 0 | 0 | 0
BLD5PST |  |  | Heat Rejection (gas) | 0 | 0 | 0 | 0 | 0 | 0 | 0 | 0 | 0 | 0 | 0 | 0 | 0 | 0 | 0 | 0
BLD5PST |  |  | Humidification (gas) | 0 | 0 | 0 | 0 | 0 | 0 | 0 | 0 | 0 | 0 | 0 | 0 | 0 | 0 | 0 | 0
BLD5PST |  |  | Heat Recovery (gas) | 0 | 0 | 0 | 0 | 0 | 0 | 0 | 0 | 0 | 0 | 0 | 0 | 0 | 0 | 0 | 0
BLD5PST |  |  | Water Systems (gas) | 4.6747 | 5.4835 | 5.0159 | 6.2643 | 6.1158 | 5.5779 | 6.7842 | 6.8805 | 6.7641 | 7.2017 | 7.4204 | 7.3923 | 7.8861 | 7.9704 | 8.6548 | 9.5861
BLD5PST |  |  | Refrigeration (gas) | 0 | 0 | 0 | 0 | 0 | 0 | 0 | 0 | 0 | 0 | 0 | 0 | 0 | 0 | 0 | 0
BLD5PST |  |  | Generators (gas) | 0 | 0 | 0 | 0 | 0 | 0 | 0 | 0 | 0 | 0 | 0 | 0 | 0 | 0 | 0 | 0
BLD5PST |  |  | Total End Uses | 4.6807 | 8.713 | 5.3932 | 16.276 | 6.1359 | 6.8685 | 7.4646 | 31.2935 | 16.5389 | 12.9682 | 53.1614 | 33.4491 | 91.4357 | 58.8737 | 108.647 | 211.7763
BLD5PST |  |  | Purchased Cooling (MJ/m2)
BLD5PST |  |  | Heating | 0 | 0 | 0 | 0 | 0 | 0 | 0 | 0 | 0 | 0 | 0 | 0 | 0 | 0 | 0 | 0
BLD5PST |  |  | Cooling | 0 | 0 | 0 | 0 | 0 | 0 | 0 | 0 | 0 | 0 | 0 | 0 | 0 | 0 | 0 | 0
BLD5PST |  |  | Interior Lighting | 0 | 0 | 0 | 0 | 0 | 0 | 0 | 0 | 0 | 0 | 0 | 0 | 0 | 0 | 0 | 0
BLD5PST |  |  | Exterior Lighting | 0 | 0 | 0 | 0 | 0 | 0 | 0 | 0 | 0 | 0 | 0 | 0 | 0 | 0 | 0 | 0
BLD5PST |  |  | Interior Equipment | 0 | 0 | 0 | 0 | 0 | 0 | 0 | 0 | 0 | 0 | 0 | 0 | 0 | 0 | 0 | 0
BLD5PST |  |  | Exterior Equipment | 0 | 0 | 0 | 0 | 0 | 0 | 0 | 0 | 0 | 0 | 0 | 0 | 0 | 0 | 0 | 0
BLD5PST |  |  | Fans | 0 | 0 | 0 | 0 | 0 | 0 | 0 | 0 | 0 | 0 | 0 | 0 | 0 | 0 | 0 | 0
BLD5PST |  |  | Pumps | 0 | 0 | 0 | 0 | 0 | 0 | 0 | 0 | 0 | 0 | 0 | 0 | 0 | 0 | 0 | 0
BLD5PST |  |  | Heat Rejection | 0 | 0 | 0 | 0 | 0 | 0 | 0 | 0 | 0 | 0 | 0 | 0 | 0 | 0 | 0 | 0
BLD5PST |  |  | Humidification | 0 | 0 | 0 | 0 | 0 | 0 | 0 | 0 | 0 | 0 | 0 | 0 | 0 | 0 | 0 | 0
BLD5PST |  |  | Heat Recovery | 0 | 0 | 0 | 0 | 0 | 0 | 0 | 0 | 0 | 0 | 0 | 0 | 0 | 0 | 0 | 0
BLD5PST |  |  | Water Systems | 0 | 0 | 0 | 0 | 0 | 0 | 0 | 0 | 0 | 0 | 0 | 0 | 0 | 0 | 0 | 0
BLD5PST |  |  | Refrigeration | 0 | 0 | 0 | 0 | 0 | 0 | 0 | 0 | 0 | 0 | 0 | 0 | 0 | 0 | 0 | 0
BLD5PST |  |  | Generators | 0 | 0 | 0 | 0 | 0 | 0 | 0 | 0 | 0 | 0 | 0 | 0 | 0 | 0 | 0 | 0
BLD5PST |  |  | Total End Uses | 0 | 0 | 0 | 0 | 0 | 0 | 0 | 0 | 0 | 0 | 0 | 0 | 0 | 0 | 0 | 0
BLD5PST |  |  | Purchased Heating (MJ/m2)
BLD5PST |  |  | Heating | 0 | 0 | 0 | 0 | 0 | 0 | 0 | 0 | 0 | 0 | 0 | 0 | 0 | 0 | 0 | 0
BLD5PST |  |  | Cooling | 0 | 0 | 0 | 0 | 0 | 0 | 0 | 0 | 0 | 0 | 0 | 0 | 0 | 0 | 0 | 0
BLD5PST |  |  | Interior Lighting | 0 | 0 | 0 | 0 | 0 | 0 | 0 | 0 | 0 | 0 | 0 | 0 | 0 | 0 | 0 | 0
BLD5PST |  |  | Exterior Lighting | 0 | 0 | 0 | 0 | 0 | 0 | 0 | 0 | 0 | 0 | 0 | 0 | 0 | 0 | 0 | 0
BLD5PST |  |  | Interior Equipment | 0 | 0 | 0 | 0 | 0 | 0 | 0 | 0 | 0 | 0 | 0 | 0 | 0 | 0 | 0 | 0
BLD5PST |  |  | Exterior Equipment | 0 | 0 | 0 | 0 | 0 | 0 | 0 | 0 | 0 | 0 | 0 | 0 | 0 | 0 | 0 | 0
BLD5PST |  |  | Fans | 0 | 0 | 0 | 0 | 0 | 0 | 0 | 0 | 0 | 0 | 0 | 0 | 0 | 0 | 0 | 0
BLD5PST |  |  | Pumps | 0 | 0 | 0 | 0 | 0 | 0 | 0 | 0 | 0 | 0 | 0 | 0 | 0 | 0 | 0 | 0
BLD5PST |  |  | Heat Rejection | 0 | 0 | 0 | 0 | 0 | 0 | 0 | 0 | 0 | 0 | 0 | 0 | 0 | 0 | 0 | 0
BLD5PST |  |  | Humidification | 0 | 0 | 0 | 0 | 0 | 0 | 0 | 0 | 0 | 0 | 0 | 0 | 0 | 0 | 0 | 0
BLD5PST |  |  | Heat Recovery | 0 | 0 | 0 | 0 | 0 | 0 | 0 | 0 | 0 | 0 | 0 | 0 | 0 | 0 | 0 | 0
BLD5PST |  |  | Water Systems | 0 | 0 | 0 | 0 | 0 | 0 | 0 | 0 | 0 | 0 | 0 | 0 | 0 | 0 | 0 | 0
BLD5PST |  |  | Refrigeration | 0 | 0 | 0 | 0 | 0 | 0 | 0 | 0 | 0 | 0 | 0 | 0 | 0 | 0 | 0 | 0
BLD5PST |  |  | Generators | 0 | 0 | 0 | 0 | 0 | 0 | 0 | 0 | 0 | 0 | 0 | 0 | 0 | 0 | 0 | 0
BLD5PST |  |  | Total End Uses | 0 | 0 | 0 | 0 | 0 | 0 | 0 | 0 | 0 | 0 | 0 | 0 | 0 | 0 | 0 | 0
BLD5PST |  |  | Total Building (MJ/m2) | 748.4841 | 712.7348 | 732.8424 | 686.2083 | 620.4019 | 701.1114 | 579.1208 | 711.4763 | 653.2429 | 645.2765 | 748.5102 | 667.0862 | 807.9078 | 722.9933 | 842.2882 | 1107.1115
BLD5PST |  | Peak Energy Demand
BLD5PST |  |  | Electricity Peak Demand (kW)
BLD5PST |  |  | Jan | 258.5237 | 315.099 | 320.162 | 367.6289 | 266.4917 | 336.8868 | 322.6871 | 343.9655 | 318.7033 | 347.7834 | 361.1802 | 340.6874 | 383.2134 | 370.24 | 380.032 | 489.1572
BLD5PST |  |  | Feb | 242.3013 | 291.3525 | 270.574 | 297.8492 | 264.231 | 281.4819 | 213.2715 | 320.0053 | 288.2896 | 295.5466 | 310.476 | 288.9248 | 326.9419 | 326.5807 | 344.7195 | 420.6106
BLD5PST |  |  | Mar | 244.9096 | 264.74 | 244.4388 | 293.2503 | 214.127 | 277.1377 | 238.9975 | 295.5347 | 267.0188 | 304.7979 | 291.3385 | 274.9581 | 319.2087 | 311.0257 | 321.7798 | 398.7194
BLD5PST |  |  | Apr | 257.0806 | 225.0189 | 245.8936 | 259.1443 | 223.9313 | 238.9151 | 232.4812 | 282.448 | 217.2158 | 288.2511 | 281.8583 | 241.2522 | 285.5934 | 250.2997 | 301.1563 | 362.9167
BLD5PST |  |  | May | 274.6429 | 271.2641 | 286.1603 | 231.9989 | 208.3334 | 276.4678 | 187.5229 | 212.5533 | 238.3628 | 210.6914 | 216.1214 | 218.1894 | 212.0155 | 197.8812 | 274.3847 | 287.1118
BLD5PST |  |  | Jun | 295.5239 | 273.8668 | 381.4493 | 252.7004 | 209.3416 | 376.936 | 192.1408 | 268.7607 | 266.3466 | 197.8805 | 257.6405 | 241.0546 | 250.9874 | 232.2165 | 218.4408 | 209.0419
BLD5PST |  |  | Jul | 284.3123 | 283.2431 | 354.1623 | 285.5399 | 217.8696 | 340.67 | 207.6823 | 276.7385 | 294.7124 | 212.5868 | 263.7121 | 259.3004 | 251.8897 | 244.634 | 239.7407 | 211.5779
BLD5PST |  |  | Aug | 298.2175 | 285.0822 | 361.2415 | 256.1864 | 258.0908 | 322.122 | 196.0097 | 278.2492 | 263.1254 | 208.47 | 260.9485 | 253.1983 | 248.0697 | 232.1131 | 226.638 | 243.5177
BLD5PST |  |  | Sep | 285.5345 | 271.134 | 306.1583 | 237.3934 | 244.3826 | 316.6381 | 243.2414 | 230.8895 | 231.8042 | 220.7299 | 218.9209 | 228.7899 | 215.853 | 208.2983 | 218.1967 | 313.0917
BLD5PST |  |  | Oct | 278.3263 | 242.137 | 250.9421 | 213.7769 | 225.8245 | 245.8989 | 196.0885 | 276.5907 | 242.7248 | 287.499 | 264.29 | 244.5907 | 282.985 | 265.646 | 289.2727 | 375.5899
BLD5PST |  |  | Nov | 249.9948 | 242.947 | 220.6911 | 270.6593 | 214.6757 | 280.9302 | 229.4969 | 292.2784 | 278.7461 | 292.087 | 293.5211 | 260.507 | 318.8366 | 285.314 | 333.5753 | 406.5419
BLD5PST |  |  | Dec | 228.189 | 313.5022 | 330.1784 | 309.0623 | 267.7721 | 301.2975 | 289.7766 | 307.6365 | 300.5178 | 309.8576 | 332.5695 | 315.9495 | 327.308 | 347.2127 | 339.5393 | 406.2672
BLD5PST |  |  | Time of Peak Electrical Demand
BLD5PST |  |  | Jan | 02-JAN-06:10 | 17-JAN-06:10 | 02-JAN-06:10 | 02-JAN-08:09 | 02-JAN-06:10 | 02-JAN-08:09 | 02-JAN-08:09 | 02-JAN-08:09 | 02-JAN-08:09 | 02-JAN-08:09 | 02-JAN-08:09 | 02-JAN-08:09 | 02-JAN-08:09 | 02-JAN-08:09 | 02-JAN-08:09 | 02-JAN-08:09
BLD5PST |  |  | Feb | 22-FEB-16:10 | 06-FEB-06:10 | 23-FEB-06:10 | 13-FEB-06:10 | 21-FEB-06:10 | 06-FEB-06:10 | 27-FEB-06:10 | 21-FEB-08:09 | 06-FEB-08:09 | 13-FEB-06:10 | 06-FEB-08:09 | 21-FEB-08:09 | 06-FEB-08:09 | 27-FEB-08:09 | 06-FEB-08:09 | 06-FEB-08:09
BLD5PST |  |  | Mar | 27-MAR-15:09 | 20-MAR-05:10 | 17-MAR-15:30 | 13-MAR-05:10 | 22-MAR-05:10 | 06-MAR-06:10 | 06-MAR-06:10 | 13-MAR-05:10 | 13-MAR-07:10 | 20-MAR-05:10 | 20-MAR-05:10 | 06-MAR-08:09 | 06-MAR-08:09 | 06-MAR-08:09 | 27-MAR-07:10 | 13-MAR-07:10
BLD5PST |  |  | Apr | 03-APR-15:09 | 21-APR-15:30 | 26-APR-15:00 | 03-APR-05:10 | 24-APR-05:10 | 21-APR-15:20 | 24-APR-05:10 | 17-APR-05:10 | 21-APR-15:00 | 03-APR-05:10 | 03-APR-05:10 | 03-APR-05:10 | 24-APR-05:10 | 03-APR-05:10 | 03-APR-05:10 | 10-APR-05:10
BLD5PST |  |  | May | 24-MAY-14:00 | 18-MAY-15:30 | 30-MAY-15:00 | 31-MAY-15:00 | 30-MAY-07:00 | 31-MAY-15:00 | 01-MAY-07:10 | 31-MAY-15:00 | 31-MAY-15:00 | 18-MAY-07:10 | 01-MAY-05:10 | 23-MAY-15:00 | 31-MAY-12:09 | 08-MAY-07:10 | 01-MAY-05:10 | 01-MAY-05:10
BLD5PST |  |  | Jun | 28-JUN-15:09 | 13-JUN-15:30 | 08-JUN-15:00 | 19-JUN-15:39 | 28-JUN-12:00 | 27-JUN-15:00 | 16-JUN-15:00 | 30-JUN-15:00 | 20-JUN-15:00 | 28-JUN-15:09 | 08-JUN-12:00 | 27-JUN-15:00 | 29-JUN-15:00 | 30-JUN-14:00 | 14-JUN-15:00 | 20-JUN-15:00
BLD5PST |  |  | Jul | 13-JUL-15:20 | 05-JUL-15:00 | 11-JUL-15:50 | 03-JUL-15:00 | 20-JUL-15:09 | 24-JUL-15:00 | 03-JUL-12:00 | 25-JUL-12:00 | 31-JUL-15:00 | 24-JUL-15:09 | 13-JUL-15:09 | 17-JUL-15:30 | 13-JUL-15:00 | 21-JUL-15:00 | 11-JUL-15:00 | 21-JUL-15:00
BLD5PST |  |  | Aug | 21-AUG-15:09 | 31-AUG-15:00 | 01-AUG-15:00 | 18-AUG-15:00 | 08-AUG-15:39 | 04-AUG-15:20 | 15-AUG-12:20 | 17-AUG-15:00 | 01-AUG-15:20 | 18-AUG-15:00 | 04-AUG-15:50 | 29-AUG-15:00 | 25-AUG-15:00 | 09-AUG-15:00 | 11-AUG-15:30 | 28-AUG-05:10
BLD5PST |  |  | Sep | 11-SEP-15:09 | 15-SEP-15:09 | 12-SEP-15:30 | 11-SEP-12:00 | 25-SEP-15:09 | 01-SEP-15:09 | 28-SEP-15:09 | 08-SEP-15:00 | 20-SEP-15:30 | 25-SEP-07:10 | 06-SEP-15:09 | 06-SEP-15:09 | 14-SEP-15:09 | 01-SEP-15:00 | 18-SEP-05:10 | 25-SEP-05:10
BLD5PST |  |  | Oct | 06-OCT-15:20 | 06-OCT-15:00 | 02-OCT-15:09 | 12-OCT-15:00 | 19-OCT-10:00 | 03-OCT-15:09 | 10-OCT-07:10 | 30-OCT-05:10 | 30-OCT-05:10 | 30-OCT-05:10 | 02-OCT-05:10 | 10-OCT-05:10 | 16-OCT-05:10 | 16-OCT-05:10 | 30-OCT-05:10 | 30-OCT-07:10
BLD5PST |  |  | Nov | 07-NOV-14:00 | 06-NOV-06:10 | 13-NOV-13:00 | 15-NOV-06:10 | 15-NOV-08:09 | 27-NOV-06:10 | 27-NOV-06:10 | 20-NOV-06:10 | 20-NOV-06:10 | 27-NOV-06:10 | 20-NOV-06:10 | 24-NOV-06:10 | 27-NOV-08:09 | 27-NOV-08:09 | 27-NOV-08:09 | 06-NOV-08:09
BLD5PST |  |  | Dec | 19-DEC-13:00 | 11-DEC-06:10 | 26-DEC-06:10 | 18-DEC-06:10 | 11-DEC-06:10 | 26-DEC-06:10 | 26-DEC-06:10 | 26-DEC-08:09 | 26-DEC-08:09 | 11-DEC-06:10 | 26-DEC-08:09 | 11-DEC-08:09 | 11-DEC-08:09 | 18-DEC-08:09 | 11-DEC-08:09 | 26-DEC-08:09
BLD5PST |  | Source Energy
BLD5PST |  |  | Total Source Energy (GJ) | 12317.52 | 12786.89 | 11492.98 | 11316.66 | 9505.3 | 12409.68 | 8855.47 | 12288.63 | 10615.3 | 5558.34 | 12573.86 | 10656.58 | 12766.18 | 11821.6 | 13153.82 | 17085.9
BLD5PST |  |  | Total Source Energy (MJ/m2) | 2472.31 | 2566.52 | 2306.82 | 2271.42 | 1907.86 | 2490.81 | 1777.43 | 2466.51 | 2130.65 | 1115.64 | 2523.76 | 2138.94 | 2562.37 | 2372.77 | 2640.17 | 3429.4
BLD5PST |  | Water Consumption (m3)
BLD5PST |  |  | Cooling | 0 | 0 | 0 | 0 | 0 | 0 | 0 | 0 | 0 | 0 | 0 | 0 | 0 | 0 | 0 | 0
BLD5PST |  |  | Heat Rejection | 0 | 0 | 0 | 0 | 0 | 0 | 0 | 0 | 0 | 0 | 0 | 0 | 0 | 0 | 0 | 0
BLD5PST |  |  | Water Systems | 174.59 | 174.59 | 174.59 | 174.59 | 174.59 | 174.59 | 174.59 | 174.59 | 174.59 | 174.59 | 174.59 | 174.59 | 174.59 | 174.59 | 174.59 | 174.59
BLD5PST |  |  | Total Building | 174.59 | 174.59 | 174.59 | 174.59 | 174.59 | 174.59 | 174.59 | 174.59 | 174.59 | 174.59 | 174.59 | 174.59 | 174.59 | 174.59 | 174.59 | 174.59
BLD5PST |  | Emissions
BLD5PST |  |  | Carbon Equivalent (kg) | 282728.1445 | 325779.468 | 304397.1559 | 287057.2658 | 99899.9627 | 324668.2593 | 93127.6122 | 256835.9646 | 361439.2828 | 64900.5601 | 517838.333 | 361223.8334 | 347617.3937 | 341164.077 | 357296.949 | 367690.9119
BLD5PST |  |  | CO2 (kg) | 654913.4307 | 817771.4402 | 716110.7093 | 652411.2021 | 266836.971 | 769302.0322 | 248782.1524 | 577781.4041 | 843019.3563 | 154768.5966 | 1197570 | 843366.7807 | 806190.7166 | 796482.89 | 829408.641 | 928381.5382
BLD5PST |  |  | NOX (kg) | 1153.9693 | 1073.9664 | 1209.2482 | 1255.4828 | 228.4353 | 1260.2947 | 213.0024 | 1146.3528 | 1475.4753 | 246.3204 | 2168.0562 | 1472.3684 | 1449.3879 | 1400.58 | 1487.6598 | 1144.123
BLD5PST |  |  | SO2 (kg) | 4406.1717 | 4647.5407 | 4048.3439 | 3254.3042 | 2473.7255 | 5285.1346 | 2302.1246 | 3436.2933 | 3847.886 | 676.3812 | 6485.3642 | 3829.3641 | 2340.3523 | 2454.1941 | 2396.4552 | 6307.7512
BLD5PST |  |  | PM (kg) | 0 | 0 | 0 | 0 | 0 | 0 | 0 | 0 | 0 | 0 | 0 | 0 | 0 | 0 | 0 | 0
BLD5PST |  |  | Hg (kg) | 0.0201 | 0.0131 | 0.011 | 0.0119 | 0.0011 | 0.0099 | 0.001 | 0.0139 | 0.015 | 0.0026 | 0.0196 | 0.0149 | 0.0171 | 0.017 | 0.0175 | 0.0214
BLD5PST |  |  | Water for Electricity (m3) | 545.3232 | 1585.34 | 29904.9 | 5788.73 | 14926 | 26358.4 | 13890.6 | 213.7186 | 4001.19 | 8940.48 | 1492.99 | 3981.9 | 1538.34 | 58219.8 | 1575.2 | 1265.95
BLD5NEW |  | Location Summary
BLD5NEW |  |  |  | Miami | Houston | Phoenix | Atlanta | Los Angeles | Las Vegas | San Francisco | Baltimore | Albuquerque | Seattle | Chicago | Boulder | Minneapolis | Helena | Duluth | Fairbanks
BLD5NEW |  | Program
BLD5NEW |  |  | ASHRAE 90.1-2004 Climate Zone | 1A | 2A | 2B | 3A | 3B-CA | 3B | 3C | 4A | 4B | 4C | 5A | 5B | 6A | 6B | 7 | 8
BLD5NEW |  |  | Available Fuel Types | gas, electricity | gas, electricity | gas, electricity | gas, electricity | gas, electricity | gas, electricity | gas, electricity | gas, electricity | gas, electricity | gas, electricity | gas, electricity | gas, electricity | gas, electricity | gas, electricity | gas, electricity | gas, electricity
BLD5NEW |  |  | Weighting Factor | 31.9373 | 200.4848 | 72.0444 | 188.9275 |  | 176.4374 | 33.513 | 293.5454 | 8.9823 | 48.3147 | 261.4197 | 84.3871 | 73.6319 | 8.5933 | 8.1354 | 1.6864
BLD5NEW |  | Fabric | [6 empty] | weighting factor is for all of 3B
BLD5NEW |  |  | Exterior walls
BLD5NEW | TypeWall |  | Construction Type | SteelFrame | SteelFrame | SteelFrame | SteelFrame | SteelFrame | SteelFrame | SteelFrame | SteelFrame | SteelFrame | SteelFrame | SteelFrame | SteelFrame | SteelFrame | SteelFrame | SteelFrame | SteelFrame
BLD5NEW | RvalWall |  | R-value (m2·K / W) | 1.4205 | 1.4205 | 1.4205 | 1.4205 | 1.4205 | 1.4205 | 1.4205 | 1.4205 | 1.4205 | 1.4205 | 2.0964 | 2.0964 | 2.0964 | 2.0964 | 2.7548 | 2.7548
BLD5NEW |  |  | Roof
BLD5NEW | TypeRoof |  | Construction Type | IEAD | IEAD | IEAD | IEAD | IEAD | IEAD | IEAD | IEAD | IEAD | IEAD | IEAD | IEAD | IEAD | IEAD | IEAD | IEAD
BLD5NEW | RvalRoof |  | R-value (m2·K / W) | 2.7933 | 2.7933 | 2.7933 | 2.7933 | 2.7933 | 2.7933 | 2.7933 | 2.7933 | 2.7933 | 2.7933 | 2.849 | 2.849 | 2.849 | 2.849 | 2.7933 | 3.7175
BLD5NEW |  |  | Window
BLD5NEW | Uwindow |  | U-Factor (W / m2·K) | 5.835 | 5.835 | 5.835 | 3.241 | 3.241 | 3.241 | 5.835 | 3.241 | 3.241 | 3.241 | 3.241 | 3.241 | 3.241 | 3.241 | 3.241 | 2.615
BLD5NEW | SHGC |  | SHGC | 0.251 | 0.251 | 0.251 | 0.252 | 0.252 | 0.252 | 0.39 | 0.385 | 0.385 | 0.385 | 0.385 | 0.385 | 0.385 | 0.385 | 0.487 | 0.296
BLD5NEW |  |  | Visible transmittance | 0.11 | 0.11 | 0.11 | 0.162 | 0.162 | 0.162 | 0.223 | 0.305 | 0.305 | 0.305 | 0.305 | 0.305 | 0.305 | 0.305 | 0.409 | 0.212
BLD5NEW |  |  | Skylights/TDD
BLD5NEW |  |  | U-Factor (W / m2·K) | n/a | n/a | n/a | n/a | n/a | n/a | n/a | n/a | n/a | n/a | n/a | n/a | n/a | n/a | n/a | n/a
BLD5NEW |  |  | SHGC | n/a | n/a | n/a | n/a | n/a | n/a | n/a | n/a | n/a | n/a | n/a | n/a | n/a | n/a | n/a | n/a
BLD5NEW |  |  | Visible transmittance | n/a | n/a | n/a | n/a | n/a | n/a | n/a | n/a | n/a | n/a | n/a | n/a | n/a | n/a | n/a | n/a
BLD5NEW |  |  | Foundation
BLD5NEW |  |  | Foundation Type | Mass Floor | Mass Floor | Mass Floor | Mass Floor | Mass Floor | Mass Floor | Mass Floor | Mass Floor | Mass Floor | Mass Floor | Mass Floor | Mass Floor | Mass Floor | Mass Floor | Mass Floor | Mass Floor
BLD5NEW |  |  | Construction | 4 in slab w/carpet | 4 in slab w/carpet | 4 in slab w/carpet | 4 in slab w/carpet | 4 in slab w/carpet | 4 in slab w/carpet | 4 in slab w/carpet | 4 in slab w/carpet | 4 in slab w/carpet | 4 in slab w/carpet | 4 in slab w/carpet | 4 in slab w/carpet | 4 in slab w/carpet | 4 in slab w/carpet | 4 in slab w/carpet | 4 in slab w/carpet
BLD5NEW |  |  | R-value (m2·K / W) | 0.53706 | 0.53706 | 0.53706 | 0.53706 | 0.53706 | 0.53706 | 0.53706 | 0.53706 | 0.53706 | 0.53706 | 0.53706 | 0.53706 | 0.53706 | 0.53706 | 0.53706 | 0.53706
BLD5NEW |  | HVAC
BLD5NEW |  |  | HVAC Sizing
BLD5NEW | HVAC |  | Air Conditioning (kW) | 423.217 | 426.5775 | 429.0003 | 391.4187 | 315.6683 | 358.4116 | 346.991 | 410.1453 | 371.9715 | 339.1541 | 393.2237 | 356.7096 | 388.7596 | 350.574 | 367.7858 | 293.7001
BLD5NEW |  |  | VAV_1_COOLC DXCOIL | 140.3 | 139.5318 | 131.6647 | 126.2289 | 102.9237 | 108.1546 | 107.412 | 131.714 | 114.9604 | 103.5668 | 128.8097 | 110.9933 | 126.7537 | 108.2407 | 114.8837 | 84.3167
BLD5NEW |  |  | VAV_2_COOLC DXCOIL | 138.8079 | 135.9437 | 140.9226 | 127.5096 | 104.3147 | 118.2189 | 120.1299 | 133.0883 | 125.5236 | 116.901 | 130.8089 | 121.7916 | 130.1197 | 120.7652 | 123.5278 | 105.3349
BLD5NEW |  |  | VAV_3_COOLC DXCOIL | 144.1091 | 151.1019 | 156.4129 | 137.6802 | 108.43 | 132.0381 | 119.449 | 145.3431 | 131.4876 | 118.6863 | 133.6051 | 123.9248 | 131.8862 | 121.5681 | 129.3744 | 104.0484
BLD5NEW | HEAT |  | Heating (kW) | 33.8594 | 62.3729 | 37.1248 | 81.0783 | 30.389 | 55.879 | 39.4606 | 97.1386 | 71.2375 | 70.4334 | 134.1552 | 104.2549 | 154.0337 | 141.2053 | 160.7741 | 226.1539
BLD5NEW |  |  | VAV_1_HEATC | 20.1188 | 21.2251 | 13.5887 | 27.5658 | 10.385 | 19.8201 | 13.9308 | 33.0335 | 24.4456 | 24.3586 | 45.3422 | 35.3635 | 51.9587 | 47.7724 | 54.5616 | 76.6432
BLD5NEW |  |  | VAV_2_HEATC | 7.1441 | 20.9399 | 12.2638 | 27.0893 | 10.0644 | 18.3922 | 12.7326 | 32.3571 | 23.6271 | 23.12 | 44.5558 | 34.5285 | 51.1392 | 46.7498 | 53.1556 | 74.6964
BLD5NEW |  |  | VAV_3_HEATC | 6.5964 | 20.2079 | 11.2722 | 26.4233 | 9.9396 | 17.6667 | 12.7971 | 31.748 | 23.1648 | 22.9548 | 44.2573 | 34.3629 | 50.9358 | 46.6832 | 53.0568 | 74.8144
BLD5NEW |  |  | HVAC Efficiency
BLD5NEW |  |  | Air Conditioning (COP)
BLD5NEW | COP |  | VAV_1_COOLC DXCOIL | 3.23 | 3.23 | 3.23 | 3.23 | 3.23 | 3.23 | 3.23 | 3.23 | 3.23 | 3.23 | 3.23 | 3.23 | 3.23 | 3.23 | 3.23 | 3.23
BLD5NEW |  |  | VAV_2_COOLC DXCOIL | 3.23 | 3.23 | 3.23 | 3.23 | 3.23 | 3.23 | 3.23 | 3.23 | 3.23 | 3.23 | 3.23 | 3.23 | 3.23 | 3.23 | 3.23 | 3.23
BLD5NEW |  |  | VAV_3_COOLC DXCOIL | 3.23 | 3.23 | 3.23 | 3.23 | 3.23 | 3.23 | 3.23 | 3.23 | 3.23 | 3.23 | 3.23 | 3.23 | 3.23 | 3.23 | 3.23 | 3.23
BLD5NEW |  |  | Heating Efficiency (%)
BLD5NEW | EffHeat |  | VAV_1_HEATC | 0.8 | 0.8 | 0.8 | 0.8 | 0.8 | 0.8 | 0.8 | 0.8 | 0.8 | 0.8 | 0.8 | 0.8 | 0.8 | 0.8 | 0.8 | 0.78
BLD5NEW |  |  | VAV_2_HEATC | 0.8 | 0.8 | 0.8 | 0.8 | 0.8 | 0.8 | 0.8 | 0.8 | 0.8 | 0.8 | 0.8 | 0.8 | 0.8 | 0.8 | 0.8 | 0.78
BLD5NEW |  |  | VAV_3_HEATC | 0.8 | 0.8 | 0.8 | 0.8 | 0.8 | 0.8 | 0.8 | 0.8 | 0.8 | 0.8 | 0.8 | 0.8 | 0.8 | 0.8 | 0.8 | 0.78
BLD5NEW |  |  | HVAC Control - Economizer
BLD5NEW |  |  | VAV_1_FAN | NoEconomizer | NoEconomizer | DifferentialDryBulb | NoEconomizer | DifferentialDryBulb | DifferentialDryBulb | DifferentialDryBulb | NoEconomizer | DifferentialDryBulb | DifferentialDryBulb | DifferentialDryBulb | DifferentialDryBulb | DifferentialDryBulb | DifferentialDryBulb | DifferentialDryBulb | DifferentialDryBulb
BLD5NEW |  |  | VAV_2_FAN | NoEconomizer | NoEconomizer | DifferentialDryBulb | NoEconomizer | DifferentialDryBulb | DifferentialDryBulb | DifferentialDryBulb | NoEconomizer | DifferentialDryBulb | DifferentialDryBulb | DifferentialDryBulb | DifferentialDryBulb | DifferentialDryBulb | DifferentialDryBulb | DifferentialDryBulb | DifferentialDryBulb
BLD5NEW |  |  | VAV_3_FAN | NoEconomizer | NoEconomizer | DifferentialDryBulb | NoEconomizer | DifferentialDryBulb | DifferentialDryBulb | DifferentialDryBulb | NoEconomizer | DifferentialDryBulb | DifferentialDryBulb | DifferentialDryBulb | DifferentialDryBulb | DifferentialDryBulb | DifferentialDryBulb | DifferentialDryBulb | DifferentialDryBulb
BLD5NEW | Fan |  | Fan Max Flow Rate (m3/s ) | 20.26 | 20.69 | 22.27 | 19.62 | 17.87 | 20.24 | 20.97 | 20.59 | 22.46 | 20.49 | 20.21 | 21.56 | 20.42 | 21.18 | 21.5 | 17.74
BLD5NEW |  |  | VAV_1_FAN | 6.55 | 6.62 | 6.61 | 6.18 | 5.79 | 5.92 | 6.49 | 6.44 | 6.94 | 6.26 | 6.33 | 6.71 | 6.4 | 6.54 | 6.51 | 5.09
BLD5NEW |  |  | VAV_2_FAN | 6.68 | 6.8 | 7.5 | 6.5 | 6 | 6.91 | 7.26 | 6.88 | 7.58 | 7.06 | 6.84 | 7.36 | 6.94 | 7.3 | 7.46 | 6.36
BLD5NEW |  |  | VAV_3_FAN | 7.03 | 7.27 | 8.16 | 6.94 | 6.08 | 7.41 | 7.22 | 7.27 | 7.94 | 7.17 | 7.04 | 7.49 | 7.08 | 7.34 | 7.53 | 6.29
BLD5NEW |  | Utility Costs
BLD5NEW |  |  | Electric Utility Rates
BLD5NEW |  |  | Average Annual Rate ($/kWh) | 0.085755 | 0.11495 | 0.097061 | 0.098561 | 0.12834 | 0.10058 | 0.14648 | 0.079307 | 0.037203 | 0.078666 | 0.087368 | 0.037205 | 0.062791 | 0.080368 | 0.063024 | 0.10268
BLD5NEW |  |  | Total Cost ($/m2) | 13.63 | 18.07 | 15.52 | 14.32 | 16.36 | 14.84 | 19.62 | 12.04 | 5.23 | 10.92 | 13.14 | 5.19 | 9.87 | 11.81 | 9.99 | 17.95
BLD5NEW |  |  | Gas Utility Rates
BLD5NEW |  |  | Average Annual Rate ($/MJ) | 0.011455 | 0.0081453 | 0.0085525 | 0.00999 | 0.0083959 | 0.0080204 | 0.0084288 | 0.0097698 | 0.0070105 | 0.008372 | 0.008317 | 0.0069141 | 0.007956 | 0.0080072 | 0.0079167 | 0.0041075
BLD5NEW |  |  | Total Cost ($/m2) | 0.05 | 0.07 | 0.04 | 0.16 | 0.05 | 0.05 | 0.06 | 0.25 | 0.09 | 0.11 | 0.4 | 0.2 | 0.66 | 0.42 | 0.76 | 0.91
BLD5NEW |  |  | Total Utility Costs
BLD5NEW |  |  | Cost Intensity ($/m2) | 13.68 | 18.14 | 15.57 | 14.48 | 16.41 | 14.89 | 19.68 | 12.29 | 5.32 | 11.03 | 13.54 | 5.39 | 10.53 | 12.24 | 10.75 | 18.87
BLD5NEW |  | Energy - End Uses
BLD5NEW |  |  | Electricity (kWh)
BLD5NEW |  |  | Heating | 4102.7778 | 46805.5556 | 39858.3333 | 58108.3333 | 14808.3333 | 36491.6667 | 81716.6667 | 106202.7778 | 64841.6667 | 114755.5556 | 132113.8889 | 89030.5556 | 173330.5556 | 146777.7778 | 209038.8889 | 311047.2222
BLD5NEW |  |  | Cooling | 234680.5556 | 186177.7778 | 201908.3333 | 118130.5556 | 75355.5556 | 146477.7778 | 38866.6667 | 101836.1111 | 83616.6667 | 31033.3333 | 69602.7778 | 56708.3333 | 61277.7778 | 37163.8889 | 31513.8889 | 13897.2222
BLD5NEW |  |  | Interior Lighting | 168400 | 168400 | 168400 | 168400 | 168400 | 168400 | 168400 | 168400 | 168400 | 168400 | 168400 | 168400 | 168400 | 168400 | 168400 | 168400
BLD5NEW |  |  | Exterior Lighting | 64708.3333 | 64683.3333 | 64672.2222 | 64661.1111 | 64611.1111 | 64597.2222 | 64630.5556 | 64591.6667 | 64616.6667 | 64488.8889 | 64602.7778 | 64563.8889 | 64561.1111 | 64544.4444 | 64508.3333 | 64113.8889
BLD5NEW |  |  | Interior Equipment | 296255.5556 | 296255.5556 | 296255.5556 | 296255.5556 | 296255.5556 | 296255.5556 | 296255.5556 | 296255.5556 | 296255.5556 | 296255.5556 | 296255.5556 | 296255.5556 | 296255.5556 | 296255.5556 | 296255.5556 | 296255.5556
BLD5NEW |  |  | Exterior Equipment | 0 | 0 | 0 | 0 | 0 | 0 | 0 | 0 | 0 | 0 | 0 | 0 | 0 | 0 | 0 | 0
BLD5NEW |  |  | Fans | 23405.5556 | 21016.6667 | 25675 | 18433.3333 | 15747.2222 | 22758.3333 | 17363.8889 | 18811.1111 | 22744.4444 | 16552.7778 | 18186.1111 | 20091.6667 | 19077.7778 | 19141.6667 | 19838.8889 | 17338.8889
BLD5NEW |  |  | Pumps | 75 | 75 | 75 | 75 | 75 | 75 | 75 | 75 | 75 | 75 | 75 | 75 | 75 | 75 | 75 | 75
BLD5NEW |  |  | Heat Rejection | 0 | 0 | 0 | 0 | 0 | 0 | 0 | 0 | 0 | 0 | 0 | 0 | 0 | 0 | 0 | 0
BLD5NEW |  |  | Humidification | 0 | 0 | 0 | 0 | 0 | 0 | 0 | 0 | 0 | 0 | 0 | 0 | 0 | 0 | 0 | 0
BLD5NEW |  |  | Heat Recovery | 0 | 0 | 0 | 0 | 0 | 0 | 0 | 0 | 0 | 0 | 0 | 0 | 0 | 0 | 0 | 0
BLD5NEW |  |  | Water Systems | 0 | 0 | 0 | 0 | 0 | 0 | 0 | 0 | 0 | 0 | 0 | 0 | 0 | 0 | 0 | 0
BLD5NEW |  |  | Refrigeration | 0 | 0 | 0 | 0 | 0 | 0 | 0 | 0 | 0 | 0 | 0 | 0 | 0 | 0 | 0 | 0
BLD5NEW |  |  | Generators | 0 | 0 | 0 | 0 | 0 | 0 | 0 | 0 | 0 | 0 | 0 | 0 | 0 | 0 | 0 | 0
BLD5NEW |  |  | Total End Uses | 791630.5556 | 783413.8889 | 796841.6667 | 724063.8889 | 635252.7778 | 735055.5556 | 667308.3333 | 756172.2222 | 700550 | 691561.1111 | 749236.1111 | 695125 | 782977.7778 | 732358.3333 | 789630.5556 | 871127.7778
BLD5NEW |  |  | Gas (MJ)
BLD5NEW |  |  | Heating | 50 | 14210 | 1520 | 47760 | 60 | 6660 | 1290 | 95780 | 33810 | 28770 | 202810 | 106160 | 375920 | 224880 | 435720 | 1061830
BLD5NEW |  |  | Cooling | 0 | 0 | 0 | 0 | 0 | 0 | 0 | 0 | 0 | 0 | 0 | 0 | 0 | 0 | 0 | 0
BLD5NEW |  |  | Interior Lighting | 0 | 0 | 0 | 0 | 0 | 0 | 0 | 0 | 0 | 0 | 0 | 0 | 0 | 0 | 0 | 0
BLD5NEW |  |  | Exterior Lighting | 0 | 0 | 0 | 0 | 0 | 0 | 0 | 0 | 0 | 0 | 0 | 0 | 0 | 0 | 0 | 0
BLD5NEW |  |  | Interior Equipment | 0 | 0 | 0 | 0 | 0 | 0 | 0 | 0 | 0 | 0 | 0 | 0 | 0 | 0 | 0 | 0
BLD5NEW |  |  | Exterior Equipment | 0 | 0 | 0 | 0 | 0 | 0 | 0 | 0 | 0 | 0 | 0 | 0 | 0 | 0 | 0 | 0
BLD5NEW |  |  | Fans | 0 | 0 | 0 | 0 | 0 | 0 | 0 | 0 | 0 | 0 | 0 | 0 | 0 | 0 | 0 | 0
BLD5NEW |  |  | Pumps | 0 | 0 | 0 | 0 | 0 | 0 | 0 | 0 | 0 | 0 | 0 | 0 | 0 | 0 | 0 | 0
BLD5NEW |  |  | Heat Rejection | 0 | 0 | 0 | 0 | 0 | 0 | 0 | 0 | 0 | 0 | 0 | 0 | 0 | 0 | 0 | 0
BLD5NEW |  |  | Humidification | 0 | 0 | 0 | 0 | 0 | 0 | 0 | 0 | 0 | 0 | 0 | 0 | 0 | 0 | 0 | 0
BLD5NEW |  |  | Heat Recovery | 0 | 0 | 0 | 0 | 0 | 0 | 0 | 0 | 0 | 0 | 0 | 0 | 0 | 0 | 0 | 0
BLD5NEW |  |  | Water Systems | 22720 | 26650 | 24380 | 30450 | 29720 | 27110 | 32970 | 33440 | 32870 | 34990 | 36060 | 35920 | 38330 | 38740 | 42060 | 46580
BLD5NEW |  |  | Refrigeration | 0 | 0 | 0 | 0 | 0 | 0 | 0 | 0 | 0 | 0 | 0 | 0 | 0 | 0 | 0 | 0
BLD5NEW |  |  | Generators | 0 | 0 | 0 | 0 | 0 | 0 | 0 | 0 | 0 | 0 | 0 | 0 | 0 | 0 | 0 | 0
BLD5NEW |  |  | Total End Uses | 22770 | 40870 | 25900 | 78210 | 29780 | 33770 | 34260 | 129220 | 66680 | 63770 | 238870 | 142080 | 414240 | 263610 | 477780 | 1108410
BLD5NEW |  |  | Purchased Cooling (MJ)
BLD5NEW |  |  | Heating | 0 | 0 | 0 | 0 | 0 | 0 | 0 | 0 | 0 | 0 | 0 | 0 | 0 | 0 | 0 | 0
BLD5NEW |  |  | Cooling | 0 | 0 | 0 | 0 | 0 | 0 | 0 | 0 | 0 | 0 | 0 | 0 | 0 | 0 | 0 | 0
BLD5NEW |  |  | Interior Lighting | 0 | 0 | 0 | 0 | 0 | 0 | 0 | 0 | 0 | 0 | 0 | 0 | 0 | 0 | 0 | 0
BLD5NEW |  |  | Exterior Lighting | 0 | 0 | 0 | 0 | 0 | 0 | 0 | 0 | 0 | 0 | 0 | 0 | 0 | 0 | 0 | 0
BLD5NEW |  |  | Interior Equipment | 0 | 0 | 0 | 0 | 0 | 0 | 0 | 0 | 0 | 0 | 0 | 0 | 0 | 0 | 0 | 0
BLD5NEW |  |  | Exterior Equipment | 0 | 0 | 0 | 0 | 0 | 0 | 0 | 0 | 0 | 0 | 0 | 0 | 0 | 0 | 0 | 0
BLD5NEW |  |  | Fans | 0 | 0 | 0 | 0 | 0 | 0 | 0 | 0 | 0 | 0 | 0 | 0 | 0 | 0 | 0 | 0
BLD5NEW |  |  | Pumps | 0 | 0 | 0 | 0 | 0 | 0 | 0 | 0 | 0 | 0 | 0 | 0 | 0 | 0 | 0 | 0
BLD5NEW |  |  | Heat Rejection | 0 | 0 | 0 | 0 | 0 | 0 | 0 | 0 | 0 | 0 | 0 | 0 | 0 | 0 | 0 | 0
BLD5NEW |  |  | Humidification | 0 | 0 | 0 | 0 | 0 | 0 | 0 | 0 | 0 | 0 | 0 | 0 | 0 | 0 | 0 | 0
BLD5NEW |  |  | Heat Recovery | 0 | 0 | 0 | 0 | 0 | 0 | 0 | 0 | 0 | 0 | 0 | 0 | 0 | 0 | 0 | 0
BLD5NEW |  |  | Water Systems | 0 | 0 | 0 | 0 | 0 | 0 | 0 | 0 | 0 | 0 | 0 | 0 | 0 | 0 | 0 | 0
BLD5NEW |  |  | Refrigeration | 0 | 0 | 0 | 0 | 0 | 0 | 0 | 0 | 0 | 0 | 0 | 0 | 0 | 0 | 0 | 0
BLD5NEW |  |  | Generators | 0 | 0 | 0 | 0 | 0 | 0 | 0 | 0 | 0 | 0 | 0 | 0 | 0 | 0 | 0 | 0
BLD5NEW |  |  | Total End Uses | 0 | 0 | 0 | 0 | 0 | 0 | 0 | 0 | 0 | 0 | 0 | 0 | 0 | 0 | 0 | 0
BLD5NEW |  |  | Purchased Heating (MJ)
BLD5NEW |  |  | Heating | 0 | 0 | 0 | 0 | 0 | 0 | 0 | 0 | 0 | 0 | 0 | 0 | 0 | 0 | 0 | 0
BLD5NEW |  |  | Cooling | 0 | 0 | 0 | 0 | 0 | 0 | 0 | 0 | 0 | 0 | 0 | 0 | 0 | 0 | 0 | 0
BLD5NEW |  |  | Interior Lighting | 0 | 0 | 0 | 0 | 0 | 0 | 0 | 0 | 0 | 0 | 0 | 0 | 0 | 0 | 0 | 0
BLD5NEW |  |  | Exterior Lighting | 0 | 0 | 0 | 0 | 0 | 0 | 0 | 0 | 0 | 0 | 0 | 0 | 0 | 0 | 0 | 0
BLD5NEW |  |  | Interior Equipment | 0 | 0 | 0 | 0 | 0 | 0 | 0 | 0 | 0 | 0 | 0 | 0 | 0 | 0 | 0 | 0
BLD5NEW |  |  | Exterior Equipment | 0 | 0 | 0 | 0 | 0 | 0 | 0 | 0 | 0 | 0 | 0 | 0 | 0 | 0 | 0 | 0
BLD5NEW |  |  | Fans | 0 | 0 | 0 | 0 | 0 | 0 | 0 | 0 | 0 | 0 | 0 | 0 | 0 | 0 | 0 | 0
BLD5NEW |  |  | Pumps | 0 | 0 | 0 | 0 | 0 | 0 | 0 | 0 | 0 | 0 | 0 | 0 | 0 | 0 | 0 | 0
BLD5NEW |  |  | Heat Rejection | 0 | 0 | 0 | 0 | 0 | 0 | 0 | 0 | 0 | 0 | 0 | 0 | 0 | 0 | 0 | 0
BLD5NEW |  |  | Humidification | 0 | 0 | 0 | 0 | 0 | 0 | 0 | 0 | 0 | 0 | 0 | 0 | 0 | 0 | 0 | 0
BLD5NEW |  |  | Heat Recovery | 0 | 0 | 0 | 0 | 0 | 0 | 0 | 0 | 0 | 0 | 0 | 0 | 0 | 0 | 0 | 0
BLD5NEW |  |  | Water Systems | 0 | 0 | 0 | 0 | 0 | 0 | 0 | 0 | 0 | 0 | 0 | 0 | 0 | 0 | 0 | 0
BLD5NEW |  |  | Refrigeration | 0 | 0 | 0 | 0 | 0 | 0 | 0 | 0 | 0 | 0 | 0 | 0 | 0 | 0 | 0 | 0
BLD5NEW |  |  | Generators | 0 | 0 | 0 | 0 | 0 | 0 | 0 | 0 | 0 | 0 | 0 | 0 | 0 | 0 | 0 | 0
BLD5NEW |  |  | Total End Uses | 0 | 0 | 0 | 0 | 0 | 0 | 0 | 0 | 0 | 0 | 0 | 0 | 0 | 0 | 0 | 0
BLD5NEW |  |  | Total Building (MJ) | 2872640 | 2861150 | 2894530 | 2684840 | 2316700 | 2679970 | 2436570 | 2851440 | 2588660 | 2553390 | 2936120 | 2644530 | 3232960 | 2900110 | 3320450 | 4244470
BLD5NEW |  | Energy - End Use Intensities
BLD5NEW |  |  | Electricity (MJ/m2)
BLD5NEW |  |  | Heating (elec) | 2.9646 | 33.8205 | 28.8006 | 41.9876 | 10.7001 | 26.3679 | 59.0463 | 76.7393 | 46.8529 | 82.9194 | 95.462 | 64.3311 | 125.2441 | 106.0578 | 151.046 | 224.7546
BLD5NEW |  |  | Cooling (elec) | 169.574 | 134.5272 | 145.8937 | 85.358 | 54.45 | 105.841 | 28.084 | 73.5841 | 60.4192 | 22.4239 | 50.2931 | 40.976 | 44.2777 | 26.8537 | 22.7711 | 10.0418
BLD5NEW |  |  | Interior Lighting (elec) | 121.6814 | 121.6814 | 121.6814 | 121.6814 | 121.6814 | 121.6814 | 121.6814 | 121.6814 | 121.6814 | 121.6814 | 121.6814 | 121.6814 | 121.6814 | 121.6814 | 121.6814 | 121.6814
BLD5NEW |  |  | Exterior Lighting (elec) | 46.7565 | 46.7385 | 46.7305 | 46.7224 | 46.6863 | 46.6763 | 46.7003 | 46.6722 | 46.6903 | 46.598 | 46.6803 | 46.6522 | 46.6502 | 46.6381 | 46.612 | 46.327
BLD5NEW |  |  | Interior Equipment (elec) | 214.0665 | 214.0665 | 214.0665 | 214.0665 | 214.0665 | 214.0665 | 214.0665 | 214.0665 | 214.0665 | 214.0665 | 214.0665 | 214.0665 | 214.0665 | 214.0665 | 214.0665 | 214.0665
BLD5NEW |  |  | Exterior Equipment (elec) | 0 | 0 | 0 | 0 | 0 | 0 | 0 | 0 | 0 | 0 | 0 | 0 | 0 | 0 | 0 | 0
BLD5NEW |  |  | Fans (elec) | 16.9122 | 15.1861 | 18.5521 | 13.3194 | 11.3785 | 16.4446 | 12.5467 | 13.5924 | 16.4345 | 11.9606 | 13.1408 | 14.5177 | 13.7851 | 13.8313 | 14.3351 | 12.5286
BLD5NEW |  |  | Pumps (elec) | 0.054193 | 0.054193 | 0.054193 | 0.054193 | 0.054193 | 0.054193 | 0.054193 | 0.054193 | 0.054193 | 0.054193 | 0.054193 | 0.054193 | 0.054193 | 0.054193 | 0.054193 | 0.054193
BLD5NEW |  |  | Heat Rejection (elec) | 0 | 0 | 0 | 0 | 0 | 0 | 0 | 0 | 0 | 0 | 0 | 0 | 0 | 0 | 0 | 0
BLD5NEW |  |  | Humidification (elec) | 0 | 0 | 0 | 0 | 0 | 0 | 0 | 0 | 0 | 0 | 0 | 0 | 0 | 0 | 0 | 0
BLD5NEW |  |  | Heat Recovery (elec) | 0 | 0 | 0 | 0 | 0 | 0 | 0 | 0 | 0 | 0 | 0 | 0 | 0 | 0 | 0 | 0
BLD5NEW |  |  | Water Systems (elec) | 0 | 0 | 0 | 0 | 0 | 0 | 0 | 0 | 0 | 0 | 0 | 0 | 0 | 0 | 0 | 0
BLD5NEW |  |  | Refrigeration (elec) | 0 | 0 | 0 | 0 | 0 | 0 | 0 | 0 | 0 | 0 | 0 | 0 | 0 | 0 | 0 | 0
BLD5NEW |  |  | Generators (elec) | 0 | 0 | 0 | 0 | 0 | 0 | 0 | 0 | 0 | 0 | 0 | 0 | 0 | 0 | 0 | 0
BLD5NEW |  |  | Total End Uses | 572.0115 | 566.0744 | 575.7769 | 523.1896 | 459.017 | 531.1319 | 482.1795 | 546.3902 | 506.1991 | 499.7039 | 541.3784 | 502.2791 | 565.7592 | 529.1829 | 570.5664 | 629.4541
BLD5NEW |  |  | Gas (MJ/m2)
BLD5NEW |  |  | Heating (gas) | 0.010036 | 2.8522 | 0.30509 | 9.5861 | 0.012043 | 1.3368 | 0.25892 | 19.2245 | 6.7862 | 5.7746 | 40.707 | 21.3079 | 75.4528 | 45.1368 | 87.4555 | 213.1252
BLD5NEW |  |  | Cooling (gas) | 0 | 0 | 0 | 0 | 0 | 0 | 0 | 0 | 0 | 0 | 0 | 0 | 0 | 0 | 0 | 0
BLD5NEW |  |  | Interior Lighting (gas) | 0 | 0 | 0 | 0 | 0 | 0 | 0 | 0 | 0 | 0 | 0 | 0 | 0 | 0 | 0 | 0
BLD5NEW |  |  | Exterior Lighting (gas) | 0 | 0 | 0 | 0 | 0 | 0 | 0 | 0 | 0 | 0 | 0 | 0 | 0 | 0 | 0 | 0
BLD5NEW |  |  | Interior Equipment (gas) | 0 | 0 | 0 | 0 | 0 | 0 | 0 | 0 | 0 | 0 | 0 | 0 | 0 | 0 | 0 | 0
BLD5NEW |  |  | Exterior Equipment (gas) | 0 | 0 | 0 | 0 | 0 | 0 | 0 | 0 | 0 | 0 | 0 | 0 | 0 | 0 | 0 | 0
BLD5NEW |  |  | Fans (gas) | 0 | 0 | 0 | 0 | 0 | 0 | 0 | 0 | 0 | 0 | 0 | 0 | 0 | 0 | 0 | 0
BLD5NEW |  |  | Pumps (gas) | 0 | 0 | 0 | 0 | 0 | 0 | 0 | 0 | 0 | 0 | 0 | 0 | 0 | 0 | 0 | 0
BLD5NEW |  |  | Heat Rejection (gas) | 0 | 0 | 0 | 0 | 0 | 0 | 0 | 0 | 0 | 0 | 0 | 0 | 0 | 0 | 0 | 0
BLD5NEW |  |  | Humidification (gas) | 0 | 0 | 0 | 0 | 0 | 0 | 0 | 0 | 0 | 0 | 0 | 0 | 0 | 0 | 0 | 0
BLD5NEW |  |  | Heat Recovery (gas) | 0 | 0 | 0 | 0 | 0 | 0 | 0 | 0 | 0 | 0 | 0 | 0 | 0 | 0 | 0 | 0
BLD5NEW |  |  | Water Systems (gas) | 4.5602 | 5.3491 | 4.8934 | 6.1118 | 5.9652 | 5.4414 | 6.6176 | 6.7119 | 6.5975 | 7.023 | 7.2378 | 7.2097 | 7.6934 | 7.7757 | 8.4421 | 9.3493
BLD5NEW |  |  | Refrigeration (gas) | 0 | 0 | 0 | 0 | 0 | 0 | 0 | 0 | 0 | 0 | 0 | 0 | 0 | 0 | 0 | 0
BLD5NEW |  |  | Generators (gas) | 0 | 0 | 0 | 0 | 0 | 0 | 0 | 0 | 0 | 0 | 0 | 0 | 0 | 0 | 0 | 0
BLD5NEW |  |  | Total End Uses | 4.5703 | 8.2032 | 5.1985 | 15.6979 | 5.9773 | 6.7781 | 6.8765 | 25.9364 | 13.3837 | 12.7996 | 47.9448 | 28.5176 | 83.1442 | 52.9105 | 95.8976 | 222.4745
BLD5NEW |  |  | Purchased Cooling (MJ/m2)
BLD5NEW |  |  | Heating | 0 | 0 | 0 | 0 | 0 | 0 | 0 | 0 | 0 | 0 | 0 | 0 | 0 | 0 | 0 | 0
BLD5NEW |  |  | Cooling | 0 | 0 | 0 | 0 | 0 | 0 | 0 | 0 | 0 | 0 | 0 | 0 | 0 | 0 | 0 | 0
BLD5NEW |  |  | Interior Lighting | 0 | 0 | 0 | 0 | 0 | 0 | 0 | 0 | 0 | 0 | 0 | 0 | 0 | 0 | 0 | 0
BLD5NEW |  |  | Exterior Lighting | 0 | 0 | 0 | 0 | 0 | 0 | 0 | 0 | 0 | 0 | 0 | 0 | 0 | 0 | 0 | 0
BLD5NEW |  |  | Interior Equipment | 0 | 0 | 0 | 0 | 0 | 0 | 0 | 0 | 0 | 0 | 0 | 0 | 0 | 0 | 0 | 0
BLD5NEW |  |  | Exterior Equipment | 0 | 0 | 0 | 0 | 0 | 0 | 0 | 0 | 0 | 0 | 0 | 0 | 0 | 0 | 0 | 0
BLD5NEW |  |  | Fans | 0 | 0 | 0 | 0 | 0 | 0 | 0 | 0 | 0 | 0 | 0 | 0 | 0 | 0 | 0 | 0
BLD5NEW |  |  | Pumps | 0 | 0 | 0 | 0 | 0 | 0 | 0 | 0 | 0 | 0 | 0 | 0 | 0 | 0 | 0 | 0
BLD5NEW |  |  | Heat Rejection | 0 | 0 | 0 | 0 | 0 | 0 | 0 | 0 | 0 | 0 | 0 | 0 | 0 | 0 | 0 | 0
BLD5NEW |  |  | Humidification | 0 | 0 | 0 | 0 | 0 | 0 | 0 | 0 | 0 | 0 | 0 | 0 | 0 | 0 | 0 | 0
BLD5NEW |  |  | Heat Recovery | 0 | 0 | 0 | 0 | 0 | 0 | 0 | 0 | 0 | 0 | 0 | 0 | 0 | 0 | 0 | 0
BLD5NEW |  |  | Water Systems | 0 | 0 | 0 | 0 | 0 | 0 | 0 | 0 | 0 | 0 | 0 | 0 | 0 | 0 | 0 | 0
BLD5NEW |  |  | Refrigeration | 0 | 0 | 0 | 0 | 0 | 0 | 0 | 0 | 0 | 0 | 0 | 0 | 0 | 0 | 0 | 0
BLD5NEW |  |  | Generators | 0 | 0 | 0 | 0 | 0 | 0 | 0 | 0 | 0 | 0 | 0 | 0 | 0 | 0 | 0 | 0
BLD5NEW |  |  | Total End Uses | 0 | 0 | 0 | 0 | 0 | 0 | 0 | 0 | 0 | 0 | 0 | 0 | 0 | 0 | 0 | 0
BLD5NEW |  |  | Purchased Heating (MJ/m2)
BLD5NEW |  |  | Heating | 0 | 0 | 0 | 0 | 0 | 0 | 0 | 0 | 0 | 0 | 0 | 0 | 0 | 0 | 0 | 0
BLD5NEW |  |  | Cooling | 0 | 0 | 0 | 0 | 0 | 0 | 0 | 0 | 0 | 0 | 0 | 0 | 0 | 0 | 0 | 0
BLD5NEW |  |  | Interior Lighting | 0 | 0 | 0 | 0 | 0 | 0 | 0 | 0 | 0 | 0 | 0 | 0 | 0 | 0 | 0 | 0
BLD5NEW |  |  | Exterior Lighting | 0 | 0 | 0 | 0 | 0 | 0 | 0 | 0 | 0 | 0 | 0 | 0 | 0 | 0 | 0 | 0
BLD5NEW |  |  | Interior Equipment | 0 | 0 | 0 | 0 | 0 | 0 | 0 | 0 | 0 | 0 | 0 | 0 | 0 | 0 | 0 | 0
BLD5NEW |  |  | Exterior Equipment | 0 | 0 | 0 | 0 | 0 | 0 | 0 | 0 | 0 | 0 | 0 | 0 | 0 | 0 | 0 | 0
BLD5NEW |  |  | Fans | 0 | 0 | 0 | 0 | 0 | 0 | 0 | 0 | 0 | 0 | 0 | 0 | 0 | 0 | 0 | 0
BLD5NEW |  |  | Pumps | 0 | 0 | 0 | 0 | 0 | 0 | 0 | 0 | 0 | 0 | 0 | 0 | 0 | 0 | 0 | 0
BLD5NEW |  |  | Heat Rejection | 0 | 0 | 0 | 0 | 0 | 0 | 0 | 0 | 0 | 0 | 0 | 0 | 0 | 0 | 0 | 0
BLD5NEW |  |  | Humidification | 0 | 0 | 0 | 0 | 0 | 0 | 0 | 0 | 0 | 0 | 0 | 0 | 0 | 0 | 0 | 0
BLD5NEW |  |  | Heat Recovery | 0 | 0 | 0 | 0 | 0 | 0 | 0 | 0 | 0 | 0 | 0 | 0 | 0 | 0 | 0 | 0
BLD5NEW |  |  | Water Systems | 0 | 0 | 0 | 0 | 0 | 0 | 0 | 0 | 0 | 0 | 0 | 0 | 0 | 0 | 0 | 0
BLD5NEW |  |  | Refrigeration | 0 | 0 | 0 | 0 | 0 | 0 | 0 | 0 | 0 | 0 | 0 | 0 | 0 | 0 | 0 | 0
BLD5NEW |  |  | Generators | 0 | 0 | 0 | 0 | 0 | 0 | 0 | 0 | 0 | 0 | 0 | 0 | 0 | 0 | 0 | 0
BLD5NEW |  |  | Total End Uses | 0 | 0 | 0 | 0 | 0 | 0 | 0 | 0 | 0 | 0 | 0 | 0 | 0 | 0 | 0 | 0
BLD5NEW |  |  | Total Building (MJ/m2) | 576.5818 | 574.2756 | 580.9754 | 538.8875 | 464.9963 | 537.91 | 489.056 | 572.3266 | 519.5828 | 512.5035 | 589.3232 | 530.7967 | 648.9034 | 582.0954 | 666.4639 | 851.9286
BLD5NEW |  | Peak Energy Demand
BLD5NEW |  |  | Electricity Peak Demand (kW)
BLD5NEW |  |  | Jan | 175.4675 | 272.8653 | 249.9411 | 295.2868 | 154.0848 | 256.3246 | 278.0128 | 294.1615 | 269.4757 | 281.7316 | 295.4391 | 289.0423 | 326.6693 | 315.9277 | 324.0144 | 343.5248
BLD5NEW |  |  | Feb | 182.3244 | 224.0699 | 186.6513 | 239.0685 | 147.0915 | 171.0543 | 167.6644 | 285.9487 | 241.3919 | 226.713 | 269.9848 | 231.8022 | 280.1549 | 274.1657 | 290.379 | 313.4324
BLD5NEW |  |  | Mar | 184.1217 | 194.3429 | 191.3129 | 222.0063 | 150.3411 | 181.0278 | 194.6262 | 243.2797 | 209.101 | 241.6495 | 235.3667 | 231.6108 | 279.143 | 254.8729 | 280.1426 | 303.1386
BLD5NEW |  |  | Apr | 191.9625 | 178.1349 | 193.3036 | 176.2701 | 158.7401 | 185.5867 | 180.7357 | 210.663 | 174.4664 | 209.8206 | 215.3911 | 171.3753 | 217.0683 | 180.0795 | 254.0304 | 260.1737
BLD5NEW |  |  | May | 204.0291 | 213.7502 | 223.3072 | 182.5842 | 155.2547 | 212.2127 | 147.8993 | 172.4856 | 190.1702 | 160.6537 | 170.9134 | 176.1198 | 170.4473 | 153.5396 | 219.2219 | 181.1255
BLD5NEW |  |  | Jun | 219.2951 | 215.9399 | 298.8869 | 197.3319 | 157.1618 | 289.2399 | 155.5493 | 215.6282 | 211.509 | 157.5294 | 204.8038 | 193.0981 | 202.233 | 187.7605 | 176.8031 | 152.852
BLD5NEW |  |  | Jul | 212.729 | 223.4951 | 272.0561 | 221.6878 | 163.4472 | 260.256 | 167.48 | 221.7116 | 223.052 | 169.4557 | 210.0104 | 207.2096 | 201.4009 | 196.7261 | 193.5009 | 156.9243
BLD5NEW |  |  | Aug | 221.2321 | 224.7185 | 279.7231 | 200.7326 | 189.0209 | 247.5186 | 161.7405 | 222.8675 | 208.4173 | 164.6691 | 207.8178 | 202.8374 | 199.3831 | 185.9037 | 183.8464 | 153.4683
BLD5NEW |  |  | Sep | 210.7667 | 212.8004 | 238.2103 | 187.1152 | 175.4738 | 233.1461 | 197.2459 | 187.387 | 183.8282 | 166.4153 | 176.0892 | 183.3347 | 173.7885 | 168.9755 | 172.1546 | 204.9825
BLD5NEW |  |  | Oct | 206.9715 | 191.4201 | 196.5815 | 169.1938 | 163.7149 | 189.8458 | 155.666 | 207.115 | 171.6585 | 209.7954 | 176.0011 | 187.1409 | 221.3665 | 209.7839 | 231.2508 | 286.0608
BLD5NEW |  |  | Nov | 186.8355 | 177.0078 | 173.7548 | 184.8531 | 150.6234 | 161.8396 | 183.9754 | 244.9464 | 238.0959 | 225.122 | 239.5083 | 215.3112 | 271.6176 | 229.7724 | 286.8506 | 307.0661
BLD5NEW |  |  | Dec | 173.6422 | 264.8675 | 269.9552 | 248.0778 | 155.6443 | 206.7492 | 248.3792 | 274.1328 | 251.2743 | 257.0484 | 279.4211 | 267.6781 | 278.095 | 293.513 | 286.6791 | 310.0761
BLD5NEW |  |  | Time of Peak Electrical Demand
BLD5NEW |  |  | Jan | 23-JAN-16:10 | 17-JAN-06:10 | 02-JAN-06:10 | 02-JAN-08:09 | 26-JAN-13:00 | 02-JAN-06:10 | 02-JAN-06:10 | 02-JAN-08:09 | 02-JAN-08:09 | 02-JAN-08:09 | 02-JAN-08:09 | 02-JAN-08:09 | 02-JAN-08:09 | 02-JAN-08:09 | 02-JAN-08:09 | 02-JAN-08:09
BLD5NEW |  |  | Feb | 22-FEB-16:10 | 13-FEB-06:10 | 23-FEB-06:10 | 14-FEB-06:10 | 13-FEB-11:00 | 06-FEB-06:10 | 06-FEB-08:09 | 21-FEB-06:10 | 06-FEB-06:10 | 13-FEB-06:10 | 06-FEB-06:10 | 21-FEB-06:10 | 06-FEB-06:10 | 27-FEB-08:09 | 06-FEB-06:10 | 06-FEB-08:09
BLD5NEW |  |  | Mar | 13-MAR-15:30 | 20-MAR-05:10 | 17-MAR-15:50 | 13-MAR-05:10 | 30-MAR-12:39 | 06-MAR-06:10 | 16-MAR-07:10 | 13-MAR-05:10 | 13-MAR-05:10 | 20-MAR-05:10 | 20-MAR-05:10 | 06-MAR-06:10 | 06-MAR-06:10 | 06-MAR-06:10 | 06-MAR-06:10 | 13-MAR-07:10
BLD5NEW |  |  | Apr | 04-APR-15:00 | 21-APR-15:30 | 26-APR-15:00 | 03-APR-05:10 | 11-APR-15:00 | 21-APR-15:30 | 24-APR-07:10 | 17-APR-05:10 | 21-APR-15:00 | 03-APR-05:10 | 03-APR-05:10 | 03-APR-07:10 | 24-APR-05:10 | 17-APR-05:10 | 03-APR-05:10 | 03-APR-07:10
BLD5NEW |  |  | May | 24-MAY-14:00 | 18-MAY-15:30 | 30-MAY-15:00 | 31-MAY-15:00 | 30-MAY-07:00 | 31-MAY-15:00 | 01-MAY-07:10 | 31-MAY-15:00 | 31-MAY-15:00 | 18-MAY-07:10 | 30-MAY-15:00 | 23-MAY-15:00 | 31-MAY-12:09 | 12-MAY-07:10 | 01-MAY-05:10 | 01-MAY-05:10
BLD5NEW |  |  | Jun | 27-JUN-15:20 | 13-JUN-15:30 | 08-JUN-15:00 | 19-JUN-15:50 | 28-JUN-12:00 | 27-JUN-15:50 | 16-JUN-15:00 | 30-JUN-15:00 | 20-JUN-15:00 | 28-JUN-15:30 | 08-JUN-12:00 | 27-JUN-15:00 | 29-JUN-15:00 | 26-JUN-15:00 | 14-JUN-15:00 | 20-JUN-15:00
BLD5NEW |  |  | Jul | 13-JUL-15:20 | 05-JUL-15:00 | 11-JUL-15:00 | 03-JUL-15:00 | 20-JUL-15:09 | 24-JUL-15:00 | 03-JUL-12:00 | 25-JUL-12:00 | 31-JUL-15:00 | 24-JUL-15:09 | 13-JUL-15:09 | 17-JUL-15:30 | 13-JUL-15:00 | 21-JUL-15:00 | 06-JUL-15:00 | 21-JUL-15:00
BLD5NEW |  |  | Aug | 21-AUG-15:09 | 31-AUG-15:00 | 01-AUG-15:00 | 14-AUG-15:00 | 08-AUG-15:09 | 04-AUG-15:00 | 03-AUG-07:10 | 17-AUG-15:00 | 01-AUG-15:20 | 18-AUG-15:39 | 04-AUG-15:50 | 29-AUG-15:00 | 25-AUG-15:00 | 09-AUG-15:00 | 11-AUG-15:30 | 28-AUG-07:10
BLD5NEW |  |  | Sep | 11-SEP-15:09 | 15-SEP-15:09 | 11-SEP-15:30 | 11-SEP-12:00 | 25-SEP-15:30 | 01-SEP-14:00 | 28-SEP-15:09 | 08-SEP-15:20 | 20-SEP-15:00 | 01-SEP-15:00 | 06-SEP-12:30 | 06-SEP-15:09 | 14-SEP-15:09 | 01-SEP-15:00 | 07-SEP-15:09 | 25-SEP-05:10
BLD5NEW |  |  | Oct | 06-OCT-15:20 | 06-OCT-15:00 | 02-OCT-15:09 | 12-OCT-15:00 | 19-OCT-10:00 | 03-OCT-15:09 | 31-OCT-12:00 | 30-OCT-05:10 | 13-OCT-15:09 | 30-OCT-05:10 | 21-OCT-05:10 | 10-OCT-05:10 | 16-OCT-05:10 | 16-OCT-05:10 | 16-OCT-05:10 | 30-OCT-07:10
BLD5NEW |  |  | Nov | 01-NOV-12:09 | 06-NOV-06:10 | 13-NOV-13:00 | 15-NOV-06:10 | 09-NOV-16:00 | 27-NOV-06:10 | 27-NOV-06:10 | 20-NOV-06:10 | 20-NOV-06:10 | 27-NOV-06:10 | 20-NOV-06:10 | 24-NOV-06:10 | 27-NOV-06:10 | 27-NOV-06:10 | 27-NOV-06:10 | 06-NOV-08:09
BLD5NEW |  |  | Dec | 15-DEC-13:00 | 11-DEC-06:10 | 26-DEC-06:10 | 18-DEC-06:10 | 19-DEC-13:09 | 26-DEC-06:10 | 26-DEC-06:10 | 26-DEC-06:10 | 26-DEC-06:10 | 11-DEC-06:10 | 26-DEC-08:09 | 11-DEC-08:09 | 18-DEC-06:10 | 18-DEC-08:09 | 11-DEC-06:10 | 26-DEC-08:09
BLD5NEW |  | Source Energy
BLD5NEW |  |  | Total Source Energy (GJ) | 9477.88 | 10287.91 | 9101.76 | 8854.1 | 7110.52 | 9502.34 | 7472.57 | 9875.76 | 8440.74 | 4406.55 | 9825.3 | 8458.28 | 10140.28 | 9452.31 | 10291.99 | 12412.38
BLD5NEW |  |  | Total Source Energy (MJ/m2) | 1902.35 | 2064.94 | 1826.86 | 1777.15 | 1427.19 | 1907.26 | 1499.86 | 1982.21 | 1694.18 | 884.46 | 1972.09 | 1697.7 | 2035.31 | 1897.22 | 2065.76 | 2491.35
BLD5NEW |  | Water Consumption (m3)
BLD5NEW |  |  | Cooling | 0 | 0 | 0 | 0 | 0 | 0 | 0 | 0 | 0 | 0 | 0 | 0 | 0 | 0 | 0 | 0
BLD5NEW |  |  | Heat Rejection | 0 | 0 | 0 | 0 | 0 | 0 | 0 | 0 | 0 | 0 | 0 | 0 | 0 | 0 | 0 | 0
BLD5NEW |  |  | Water Systems | 174.59 | 174.59 | 174.59 | 174.59 | 174.59 | 174.59 | 174.59 | 174.59 | 174.59 | 174.59 | 174.59 | 174.59 | 174.59 | 174.59 | 174.59 | 174.59
BLD5NEW |  |  | Total Building | 174.59 | 174.59 | 174.59 | 174.59 | 174.59 | 174.59 | 174.59 | 174.59 | 174.59 | 174.59 | 174.59 | 174.59 | 174.59 | 174.59 | 174.59 | 174.59
BLD5NEW |  | Emissions
BLD5NEW |  |  | Carbon Equivalent (kg) | 217515.01 | 262053.0416 | 241014.0149 | 224448.2442 | 74776.4623 | 248524.9808 | 78603.4439 | 206387.2066 | 287375.4201 | 51519.1285 | 403762.2285 | 286519.1261 | 275477.2246 | 272384.9738 | 278900.667 | 265111.7622
BLD5NEW |  |  | CO2 (kg) | 503903.2472 | 657846.1522 | 567043.2523 | 510281.5912 | 199758.3606 | 588951.5171 | 209993.4692 | 464337.1175 | 670284.897 | 122973.4214 | 934095.6491 | 669049.8713 | 639444.3426 | 636209.8673 | 648005.623 | 671788.2589
BLD5NEW |  |  | NOX (kg) | 887.6713 | 863.8131 | 957.3397 | 981.1841 | 171.029 | 964.5501 | 179.8001 | 921.0496 | 1173.0994 | 195.2646 | 1689.5278 | 1167.6063 | 1147.0797 | 1117.4224 | 1159.667 | 821.7028
BLD5NEW |  |  | SO2 (kg) | 3388.5004 | 3736.8928 | 3204.268 | 2541.4812 | 1848.5189 | 4043.4053 | 1941.7988 | 2760.3642 | 3059.1768 | 534.5383 | 5049.3167 | 3035.5079 | 1848.0607 | 1955.5562 | 1863.7826 | 4434.6836
BLD5NEW |  |  | PM (kg) | 0 | 0 | 0 | 0 | 0 | 0 | 0 | 0 | 0 | 0 | 0 | 0 | 0 | 0 | 0 | 0
BLD5NEW |  |  | Hg (kg) | 0.0154 | 0.0105 | 0.0087 | 0.0093 | 0.0008 | 0.0076 | 0.0009 | 0.0111 | 0.0119 | 0.0021 | 0.0152 | 0.0118 | 0.0135 | 0.0136 | 0.0136 | 0.0151
BLD5NEW |  |  | Water for Electricity (m3) | 419.3725 | 1274.71 | 23669.7 | 4520.76 | 11153.6 | 20165.5 | 11716.5 | 171.6794 | 3181.05 | 7065.54 | 1162.4 | 3156.42 | 1214.74 | 46390.6 | 1225.06 | 890.0134

## Picture
DOE Commercial Building Benchmark - Medium Office

## Schedules
UWG | Day | Schedule | Type | Through | Day of Week | 1 | 2 | 3 | 4 | 5 | 6 | 7 | 8 | 9 | 10 | 11 | 12 | 13 | 14 | 15 | 16 | 17 | 18 | 19 | 20 | 21 | 22 | 23 | 24 | Hours Per Day | Hours Per Week | Hours Per Year
|  | ALWAYS_ON | On/Off | Through 12/31 | All | [24 empty] | 24 | 168 | 8760 | bar: 1 to 24
|  | ACTIVITY_SCH | Any Number | Through 12/31 | All | 120 | 120 | 120 | 120 | 120 | 120 | 120 | 120 | 120 | 120 | 120 | 120 | 120 | 120 | 120 | 120 | 120 | 120 | 120 | 120 | 120 | 120 | 120 | 120 | 2880 | 20160 | 1051200
|  | AIR_VELO_SCH | Any Number | Through 12/31 | All | 0.2 | 0.2 | 0.2 | 0.2 | 0.2 | 0.2 | 0.2 | 0.2 | 0.2 | 0.2 | 0.2 | 0.2 | 0.2 | 0.2 | 0.2 | 0.2 | 0.2 | 0.2 | 0.2 | 0.2 | 0.2 | 0.2 | 0.2 | 0.2 | 4.8 | 33.6 | 1752
|  | BLDG_ELEVATORS | Fraction | Through 12/31 | WD, SummerDesign | 0 | 0 | 0 | 0 | 0 | 0 | 0 | 0.35 | 0.69 | 0.43 | 0.37 | 0.43 | 0.58 | 0.48 | 0.37 | 0.37 | 0.46 | 0.62 | 0.12 | 0.04 | 0.04 | 0 | 0 | 0 | 5.35 | 28.26 | 1473.56
[5 empty] | Sat, WinterDesign | 0 | 0 | 0 | 0 | 0 | 0 | 0 | 0.16 | 0.14 | 0.21 | 0.18 | 0.25 | 0.21 | 0.13 | 0.08 | 0.04 | 0.05 | 0.06 | 0 | 0 | 0 | 0 | 0 | 0 | 1.51
[5 empty] | Sun, Hol, Other | 0 | 0 | 0 | 0 | 0 | 0 | 0 | 0 | 0 | 0 | 0 | 0 | 0 | 0 | 0 | 0 | 0 | 0 | 0 | 0 | 0 | 0 | 0 | 0 | 0
|  | BLDG_OCC_SCH | Fraction | Through 12/31 | SummerDesign | 0 | 0 | 0 | 0 | 0 | 0 | 1 | 1 | 1 | 1 | 1 | 1 | 1 | 1 | 1 | 1 | 1 | 1 | 1 | 1 | 1 | 1 | 0.05 | 0.05 | 16.1 | 54.5 | 2841.79
SchOcc | WD | BLDG_OCC_SCH |  |  | WD | 0 | 0 | 0 | 0 | 0 | 0 | 0.1 | 0.2 | 0.95 | 0.95 | 0.95 | 0.95 | 0.5 | 0.95 | 0.95 | 0.95 | 0.95 | 0.7 | 0.4 | 0.4 | 0.1 | 0.1 | 0.05 | 0.05 | 10.2
| Sat |  |  |  | Sat | 0 | 0 | 0 | 0 | 0 | 0 | 0.1 | 0.1 | 0.5 | 0.5 | 0.5 | 0.5 | 0.5 | 0.5 | 0.1 | 0.1 | 0.1 | 0 | 0 | 0 | 0 | 0 | 0 | 0 | 3.5
| Sun |  |  |  | Other | 0 | 0 | 0 | 0 | 0 | 0 | 0 | 0 | 0 | 0 | 0 | 0 | 0 | 0 | 0 | 0 | 0 | 0 | 0 | 0 | 0 | 0 | 0 | 0 | 0
SchLight | WD | BLDG_LIGHT_SCH | Fraction | Through 12/31 | WD | 0.05 | 0.05 | 0.05 | 0.05 | 0.05 | 0.1 | 0.1 | 0.3 | 0.9 | 0.9 | 0.9 | 0.9 | 0.9 | 0.9 | 0.9 | 0.9 | 0.9 | 0.7 | 0.5 | 0.5 | 0.3 | 0.3 | 0.1 | 0.05 | 11.3 | 60.8 | 3170.29
| Sat |  |  |  | Sat | 0.05 | 0.05 | 0.05 | 0.05 | 0.05 | 0.05 | 0.1 | 0.1 | 0.5 | 0.5 | 0.5 | 0.5 | 0.5 | 0.5 | 0.15 | 0.15 | 0.15 | 0.05 | 0.05 | 0.05 | 0.05 | 0.05 | 0.05 | 0.05 | 4.3
[5 empty] | SummerDesign | [24 empty] | 24 | bar: 1 to 24
[5 empty] | WinterDesign | 0 | 0 | 0 | 0 | 0 | 0 | 0 | 0 | 0 | 0 | 0 | 0 | 0 | 0 | 0 | 0 | 0 | 0 | 0 | 0 | 0 | 0 | 0 | 0 | 0
| Sun |  |  |  | Other | 0.05 | 0.05 | 0.05 | 0.05 | 0.05 | 0.05 | 0.05 | 0.05 | 0.05 | 0.05 | 0.05 | 0.05 | 0.05 | 0.05 | 0.05 | 0.05 | 0.05 | 0.05 | 0.05 | 0.05 | 0.05 | 0.05 | 0.05 | 0.05 | 1.2
SchEquip | WD | BLDG_EQUIP_SCH | Fraction | Through 12/31 | WD | 0.4 | 0.4 | 0.4 | 0.4 | 0.4 | 0.4 | 0.4 | 0.4 | 0.9 | 0.9 | 0.9 | 0.9 | 0.8 | 0.9 | 0.9 | 0.9 | 0.9 | 0.8 | 0.6 | 0.6 | 0.5 | 0.5 | 0.4 | 0.4 | 15 | 83.75 | 4366.96
| Sat |  |  |  | Sat | 0.3 | 0.3 | 0.3 | 0.3 | 0.3 | 0.3 | 0.4 | 0.4 | 0.5 | 0.5 | 0.5 | 0.5 | 0.5 | 0.5 | 0.35 | 0.35 | 0.35 | 0.3 | 0.3 | 0.3 | 0.3 | 0.3 | 0.3 | 0.3 | 8.75
[5 empty] | SummerDesign | [24 empty] | 24 | bar: 1 to 24
[5 empty] | WinterDesign | 0 | 0 | 0 | 0 | 0 | 0 | 0 | 0 | 0 | 0 | 0 | 0 | 0 | 0 | 0 | 0 | 0 | 0 | 0 | 0 | 0 | 0 | 0 | 0 | 0
| Sun |  |  |  | Other | 0.3 | 0.3 | 0.3 | 0.3 | 0.3 | 0.3 | 0.3 | 0.3 | 0.3 | 0.3 | 0.3 | 0.3 | 0.3 | 0.3 | 0.3 | 0.3 | 0.3 | 0.3 | 0.3 | 0.3 | 0.3 | 0.3 | 0.3 | 0.3 | 7.2
|  | CLOTHING_SCH | Any Number | Through 04/30 | All | [24 empty] | 24 | 168 | 6924 | bar: 1 to 24
|  |  |  | Through 09/30 | All | 0.5 | 0.5 | 0.5 | 0.5 | 0.5 | 0.5 | 0.5 | 0.5 | 0.5 | 0.5 | 0.5 | 0.5 | 0.5 | 0.5 | 0.5 | 0.5 | 0.5 | 0.5 | 0.5 | 0.5 | 0.5 | 0.5 | 0.5 | 0.5 | 12 | 84
|  |  |  | Through 12/31 | All | [24 empty] | 24 | 168 | bar: 1 to 24
|  | INFIL_QUARTER_ON_SCH | Fraction | Through 12/31 | WD, SummerDesign | 1 | 1 | 1 | 1 | 1 | 1 | 0.25 | 0.25 | 0.25 | 0.25 | 0.25 | 0.25 | 0.25 | 0.25 | 0.25 | 0.25 | 0.25 | 0.25 | 0.25 | 0.25 | 0.25 | 0.25 | 1 | 1 | 12 | 99 | 5162.14
[5 empty] | Sat, WinterDesign | 1 | 1 | 1 | 1 | 1 | 1 | 0.25 | 0.25 | 0.25 | 0.25 | 0.25 | 0.25 | 0.25 | 0.25 | 0.25 | 0.25 | 0.25 | 0.25 | 1 | 1 | 1 | 1 | 1 | 1 | 15
[5 empty] | Sun, Hol, Other | [24 empty] | 24 | bar: 1 to 24
|  | WORK_EFF_SCH | Fraction | Through 12/31 | All | 0 | 0 | 0 | 0 | 0 | 0 | 0 | 0 | 0 | 0 | 0 | 0 | 0 | 0 | 0 | 0 | 0 | 0 | 0 | 0 | 0 | 0 | 0 | 0 | 0 | 0 | 0
|  | Dual Zone Control Type Sched | Control Type | Through 12/31 | All | 4 | 4 | 4 | 4 | 4 | 4 | 4 | 4 | 4 | 4 | 4 | 4 | 4 | 4 | 4 | 4 | 4 | 4 | 4 | 4 | 4 | 4 | 4 | 4 | 96 | 672 | 35040
SetCool | WD | CLGSETP_SCH | Temperature | Through 12/31 | WD, SummerDesign | 26.7 | 26.7 | 26.7 | 26.7 | 26.7 | 26.7 | 24 | 24 | 24 | 24 | 24 | 24 | 24 | 24 | 24 | 24 | 24 | 24 | 24 | 24 | 24 | 24 | 26.7 | 26.7 | 597.6 | 3596.4 | 187526.57
| Sat |  |  |  | Sat | 26.7 | 26.7 | 26.7 | 26.7 | 26.7 | 26.7 | 24 | 24 | 24 | 24 | 24 | 24 | 24 | 24 | 24 | 24 | 24 | 24 | 26.7 | 26.7 | 26.7 | 26.7 | 26.7 | 26.7 | 608.4
[5 empty] | WinterDesign | 26.7 | 26.7 | 26.7 | 26.7 | 26.7 | 26.7 | 26.7 | 26.7 | 26.7 | 26.7 | 26.7 | 26.7 | 26.7 | 26.7 | 26.7 | 26.7 | 26.7 | 26.7 | 26.7 | 26.7 | 26.7 | 26.7 | 26.7 | 26.7 | 640.8
| Sun |  |  |  | Other | 26.7 | 26.7 | 26.7 | 26.7 | 26.7 | 26.7 | 26.7 | 26.7 | 26.7 | 26.7 | 26.7 | 26.7 | 26.7 | 26.7 | 26.7 | 26.7 | 26.7 | 26.7 | 26.7 | 26.7 | 26.7 | 26.7 | 26.7 | 26.7 | 640.8
SetHeat | WD | HTGSETP_SCH | Temperature | Through 12/31 | WD | 15.6 | 15.6 | 15.6 | 15.6 | 15.6 | 15.6 | 21 | 21 | 21 | 21 | 21 | 21 | 21 | 21 | 21 | 21 | 21 | 21 | 21 | 21 | 21 | 21 | 15.6 | 15.6 | 460.8 | 2743.2 | 143038.29
[5 empty] | SummerDesign | 15.6 | 15.6 | 15.6 | 15.6 | 15.6 | 15.6 | 15.6 | 15.6 | 15.6 | 15.6 | 15.6 | 15.6 | 15.6 | 15.6 | 15.6 | 15.6 | 15.6 | 15.6 | 15.6 | 15.6 | 15.6 | 15.6 | 15.6 | 15.6 | 374.4
| Sat |  |  |  | Sat | 15.6 | 15.6 | 15.6 | 15.6 | 15.6 | 15.6 | 21 | 21 | 21 | 21 | 21 | 21 | 21 | 21 | 21 | 21 | 21 | 21 | 15.6 | 15.6 | 15.6 | 15.6 | 15.6 | 15.6 | 439.2
[5 empty] | WinterDesign | 21 | 21 | 21 | 21 | 21 | 21 | 21 | 21 | 21 | 21 | 21 | 21 | 21 | 21 | 21 | 21 | 21 | 21 | 21 | 21 | 21 | 21 | 21 | 21 | 504
| Sun |  |  |  | Other | 15.6 | 15.6 | 15.6 | 15.6 | 15.6 | 15.6 | 15.6 | 15.6 | 15.6 | 15.6 | 15.6 | 15.6 | 15.6 | 15.6 | 15.6 | 15.6 | 15.6 | 15.6 | 15.6 | 15.6 | 15.6 | 15.6 | 15.6 | 15.6 | 374.4
|  | HVACOperationSchd | On/Off | Through 12/31 | WD, SummerDesign | 0 | 0 | 0 | 0 | 0 | 0 | 1 | 1 | 1 | 1 | 1 | 1 | 1 | 1 | 1 | 1 | 1 | 1 | 1 | 1 | 1 | 1 | 0 | 0 | 16 | 92 | 4797.14
[5 empty] | Sat, WinterDesign | 0 | 0 | 0 | 0 | 0 | 0 | 1 | 1 | 1 | 1 | 1 | 1 | 1 | 1 | 1 | 1 | 1 | 1 | 0 | 0 | 0 | 0 | 0 | 0 | 12
[5 empty] | Other | 0 | 0 | 0 | 0 | 0 | 0 | 0 | 0 | 0 | 0 | 0 | 0 | 0 | 0 | 0 | 0 | 0 | 0 | 0 | 0 | 0 | 0 | 0 | 0 | 0
|  | MinOA_MotorizedDamper_Sched | Fraction | Through 12/31 | WD, SummerDesign | 0 | 0 | 0 | 0 | 0 | 0 | 0 | 1 | 1 | 1 | 1 | 1 | 1 | 1 | 1 | 1 | 1 | 1 | 1 | 1 | 1 | 1 | 0 | 0 | 15 | 86 | 4484.29
[5 empty] | Sat, WinterDesign | 0 | 0 | 0 | 0 | 0 | 0 | 0 | 1 | 1 | 1 | 1 | 1 | 1 | 1 | 1 | 1 | 1 | 1 | 0 | 0 | 0 | 0 | 0 | 0 | 11
[5 empty] | Other | 0 | 0 | 0 | 0 | 0 | 0 | 0 | 0 | 0 | 0 | 0 | 0 | 0 | 0 | 0 | 0 | 0 | 0 | 0 | 0 | 0 | 0 | 0 | 0 | 0
|  | Seasonal-Reset-Supply-Air-Temp-Sch | Temperature | Through 12/31 | All | 12.8 | 12.8 | 12.8 | 12.8 | 12.8 | 12.8 | 12.8 | 12.8 | 12.8 | 12.8 | 12.8 | 12.8 | 12.8 | 12.8 | 12.8 | 12.8 | 12.8 | 12.8 | 12.8 | 12.8 | 12.8 | 12.8 | 12.8 | 12.8 | 307.2 | 2150.4 | 112128
SchGas | WD | BLDG_SWH_SCH | Fraction | Through 12/31 | WD, SummerDesign | 0 | 0 | 0 | 0 | 0 | 0 | 0 | 0 | 0 | 0 | 0 | 0 | 0 | 0 | 0 | 0 | 0 | 0 | 0 | 0 | 0 | 0 | 0 | 0 | 5.37 | 30.55 | 1592.96
| Sat |  |  |  | Sat, WinterDesign | 0 | 0 | 0 | 0 | 0 | 0 | 0 | 0 | 0 | 0 | 0 | 0 | 0 | 0 | 0 | 0 | 0 | 0 | 0 | 0 | 0 | 0 | 0 | 0 | 2.57
| Sun |  |  |  | Sun, Hol, Other | 0 | 0 | 0 | 0 | 0 | 0 | 0 | 0 | 0 | 0 | 0 | 0 | 0 | 0 | 0 | 0 | 0 | 0 | 0 | 0 | 0 | 0 | 0 | 0 | 1.13
|  | Water Equipment Latent fract sched | Fraction | Through 12/31 | All | 0.05 | 0.05 | 0.05 | 0.05 | 0.05 | 0.05 | 0.05 | 0.05 | 0.05 | 0.05 | 0.05 | 0.05 | 0.05 | 0.05 | 0.05 | 0.05 | 0.05 | 0.05 | 0.05 | 0.05 | 0.05 | 0.05 | 0.05 | 0.05 | 1.2 | 8.4 | 438
|  | Water Equipment Sensible fract sched | Fraction | Through 12/31 | All | 0.2 | 0.2 | 0.2 | 0.2 | 0.2 | 0.2 | 0.2 | 0.2 | 0.2 | 0.2 | 0.2 | 0.2 | 0.2 | 0.2 | 0.2 | 0.2 | 0.2 | 0.2 | 0.2 | 0.2 | 0.2 | 0.2 | 0.2 | 0.2 | 4.8 | 33.6 | 1752
|  | Water Equipment Hot Supply Temp Sched | Temperature | Through 12/31 | All | 43.3 | 43.3 | 43.3 | 43.3 | 43.3 | 43.3 | 43.3 | 43.3 | 43.3 | 43.3 | 43.3 | 43.3 | 43.3 | 43.3 | 43.3 | 43.3 | 43.3 | 43.3 | 43.3 | 43.3 | 43.3 | 43.3 | 43.3 | 43.3 | 1039.2 | 7274.4 | 379308
|  | Water Equipment Temp Sched | Temperature | Through 12/31 | All | 43.3 | 43.3 | 43.3 | 43.3 | 43.3 | 43.3 | 43.3 | 43.3 | 43.3 | 43.3 | 43.3 | 43.3 | 43.3 | 43.3 | 43.3 | 43.3 | 43.3 | 43.3 | 43.3 | 43.3 | 43.3 | 43.3 | 43.3 | 43.3 | 1039.2 | 7274.4 | 379308
|  | SWHSys1 Water Heater Ambient Temperature Schedule Name | Temperature | Through 12/31 | All | 22 | 22 | 22 | 22 | 22 | 22 | 22 | 22 | 22 | 22 | 22 | 22 | 22 | 22 | 22 | 22 | 22 | 22 | 22 | 22 | 22 | 22 | 22 | 22 | 528 | 3696 | 192720
|  | SWHSys1 Water Heater Setpoint Temperature Schedule Name | Temperature | Through 12/31 | All | 60 | 60 | 60 | 60 | 60 | 60 | 60 | 60 | 60 | 60 | 60 | 60 | 60 | 60 | 60 | 60 | 60 | 60 | 60 | 60 | 60 | 60 | 60 | 60 | 1440 | 10080 | 525600
|  | SWHSys1-Loop-Temp-Schedule | Temperature | Through 12/31 | All | 60 | 60 | 60 | 60 | 60 | 60 | 60 | 60 | 60 | 60 | 60 | 60 | 60 | 60 | 60 | 60 | 60 | 60 | 60 | 60 | 60 | 60 | 60 | 60 | 1440 | 10080 | 525600
SchSWH | WD | BLDG_SWH_SCH | Fraction | Through 12/31 | WD, SummerDesign | 0.05 | 0.05 | 0.05 | 0.05 | 0.05 | 0.08 | 0.07 | 0.19 | 0.35 | 0.38 | 0.39 | 0.47 | 0.57 | 0.54 | 0.34 | 0.33 | 0.44 | 0.26 | 0.21 | 0.15 | 0.17 | 0.08 | 0.05 | 0.05 | 5.37 | 30.55 | 1592.96
| Sat |  |  |  | Sat, WinterDesign | 0.05 | 0.05 | 0.05 | 0.05 | 0.05 | 0.08 | 0.07 | 0.11 | 0.15 | 0.21 | 0.19 | 0.23 | 0.2 | 0.19 | 0.15 | 0.13 | 0.14 | 0.07 | 0.07 | 0.07 | 0.07 | 0.09 | 0.05 | 0.05 | 2.57
| Sun |  |  |  | Sun, Hol, Other | 0.04 | 0.04 | 0.04 | 0.04 | 0.04 | 0.07 | 0.04 | 0.04 | 0.04 | 0.04 | 0.04 | 0.06 | 0.06 | 0.09 | 0.06 | 0.04 | 0.04 | 0.04 | 0.04 | 0.04 | 0.04 | 0.07 | 0.04 | 0.04 | 1.13